## BoQ1 (hidden)
Percentage BoQ
BoQ_Ver3.1 | Percentage | Normal | INR Only | INR
Select, At Par, Excess (+), Less (-) |  | IOCL
Tender Inviting Authority: Superintending Engineer, IWD, IIT, Kanpur
Name of Work: Carrying Out Minor and Civil Maintenace Work in Acdemic Area (Zone VII and X)
Contract No: 14/Civil/D2/2021-22/02
Name of the Bidder/ Bidding Firm / Company :
PRICE SCHEDULE (This BOQ template must not be modified/replaced by the bidder and the same should be uploaded after filling the relevant columns, else the bidder is liable to be rejected for this tender. Bidders are allowed to enter the Bidder Name and Values only )
NUMBER # | TEXT # | TEXT # | NUMBER # | TEXT # | NUMBER | NUMBER | TEXT | TEXT # | NUMBER # | TEXT# | TEXT # | NUMBER # | NUMBER | NUMBER | NUMBER | NUMBER | TEXT | TEXT | NUMBER | NUMBER | NUMBER | NUMBER | TEXT | TEXT | NUMBER | NUMBER | NUMBER | NUMBER | TEXT | TEXT | NUMBER | NUMBER | NUMBER | NUMBER | TEXT | TEXT | NUMBER | NUMBER | NUMBER | NUMBER | TEXT | TEXT | NUMBER | NUMBER | NUMBER # | NUMBER # | TEXT | TEXT | NUMBER # | NUMBER # | DATE | NUMBER # | NUMBER # | TEXT #
Sl. No. | Item Description | Item Code / Make | Quantity | Units | Estimated Rate in Rs. P |  |  | Addition / Deduction | Addition / Deduction Values | Currency Convertion against each Item | Quoted Currency in INR / Other Currency | BASIC RATE In Figures To be entered by the Bidder Rs. P | Excise Duty | VAT | Freight Charges ( Unloading & Stacking) | Any Other Taxes/Duties/Levies |  |  | Other Taxes 2 | IIIrd Party i.e DGS&D / RITES etc Inspection Charges @0.34%+Service Tax | Less for Cenvat Credit,if any respect of Supplies Under full Excise Duty Category | [30 empty] | TOTAL AMOUNT in Rs. P | TOTAL AMOUNT With Taxes | TOTAL AMOUNT In Words
1 | 2 | 3 | 4 | 5 | 6 | 7 | 8 | 9 | 10 | 11 | 12 | 13 | 14 | 15 | 16 | 17 | 18 | 19 | 20 | 21 | 22 | 23 | 24 | 25 | 26 | 27 | 28 | 29 | 30 | 31 | 32 | 33 | 34 | 35 | 36 | 37 | 38 | 39 | 40 | 41 | 42 | 43 | 44 | 45 | 46 | 47 | 48 | 49 | 50 | 51 | 52 | 7 | 54 | 8
1 | CARRIAGE OF MATERIALS | item no.1 | [52 empty] | 1 | CARRIAGE OF MATERIALS | item no.1 |  |  | Construction of chamber for 100mm sluices valve | item1 | 10 | 1 Nos
1.01 | By Mechanical Transport including loading,unloading and stacking | item no.2 | [52 empty] | 1.01 | By Mechanical Transport including loading,unloading and stacking | item no.2 |  |  | Supplying, Conveying and fixing spls. Including eart | item1 | 123.223 | Nos
1.02 | Lime, moorum, building rubbish Lead - 5 km | item no.3 | 60 | cum | 173.41 |  |  | Excess(+) | 1 | Full Conversion | INR | [40 empty] | #VALUE! | #VALUE! | #VALUE! | 1.02 | Lime, moorum, building rubbish Lead - 5 km | item no.3 | 60 | cum | Construction of chamber for 100mm sluice plates | item2 | 213 | Nos
1.03 | Earth Lead - 5 km | item no.4 | 30 | cum | 216.77 |  |  | Excess(+) | 1 | Full Conversion | INR | [40 empty] | #VALUE! | #VALUE! | #VALUE! | 1.03 | Earth Lead - 5 km | item no.4 | 30 | cum
2 | EARTH WORK | item no.5 | [52 empty] | 2 | EARTH WORK | item no.5
2.01 | Earth work in excavation by mechanical means (Hydraulic excavator) / manual means in foundation trenches or drains (not exceeding 1.5 m in width or 10 sqm on plan), including dressing of sides and ramming of bottoms, lift upto 1.5 m, including getting out the excavated soil and disposal of surplus excavated soil as directed, within a lead of 50 m. | item no.6 | [52 empty] | 2.01 | Earth work in excavation by mechanical means (Hydraulic excavator) / manual means in foundation trenches or drains (not exceeding 1.5 m in width or 10 sqm on plan), including dressing of sides and ramming of bottoms, lift upto 1.5 m, including getting out the excavated soil and disposal of surplus excavated soil as directed, within a lead of 50 m. | item no.6
2.02 | All kinds of soil. | item no.7 | 175 | cum | 221.21 |  |  | Excess(+) | 1 | Full Conversion | INR | [40 empty] | #VALUE! | #VALUE! | #VALUE! | 2.02 | All kinds of soil. | item no.7 | 175 | cum
2.03 | Excavating trenches of required width for pipes, cables, etc including excavation for sockets, and dressing of sides, ramming of bottoms, depth upto 1.5 m, including getting out the excavated soil, and then returning the soil as required, in layers not exceeding 20 cm in depth, including consolidating each deposited layer by ramming, watering, etc. and disposing of surplus excavated soil as directed, within a lead of 50 m : | item no.8 | [52 empty] | 2.03 | Excavating trenches of required width for pipes, cables, etc including excavation for sockets, and dressing of sides, ramming of bottoms, depth upto 1.5 m, including getting out the excavated soil, and then returning the soil as required, in layers not exceeding 20 cm in depth, including consolidating each deposited layer by ramming, watering, etc. and disposing of surplus excavated soil as directed, within a lead of 50 m : | item no.8 |  |  | Construction of chamber for 100mm sluices valve | item3 | 10 | Nos
2.04 | All kinds of soil | item no.9 | [52 empty] | 2.04 | All kinds of soil | item no.9
2.05 | Pipes, cables etc, not exceeding 80 mm dia. | item no.10 | 30 | metre | 195.52 |  |  | Excess(+) | 1 | Full Conversion | INR | [40 empty] | #VALUE! | #VALUE! | #VALUE! | 2.05 | Pipes, cables etc, not exceeding 80 mm dia. | item no.10 | 30 | metre | Supplying, Conveying and fixing spls. Including eart | item1 | 123.223 | Nos
2.06 | Pipes, cables etc. exceeding 80 mm dia. but not exceeding 300 mm dia | item no.11 | 60 | metre | 319.33 |  |  | Excess(+) | 1 | Full Conversion | INR | [40 empty] | #VALUE! | #VALUE! | #VALUE! | 2.06 | Pipes, cables etc. exceeding 80 mm dia. but not exceeding 300 mm dia | item no.11 | 60 | metre | Supplying, Conveying and fixing spls. Including ea | item4 | 10 | Nos
2.07 | Pipes, cables etc. exceeding 300 mm dia but not exceeding 600 mm | item no.12 | 15 | metre | 498.55 |  |  | Excess(+) | 1 | Full Conversion | INR | [40 empty] | #VALUE! | #VALUE! | #VALUE! | 2.07 | Pipes, cables etc. exceeding 300 mm dia but not exceeding 600 mm | item no.12 | 15 | metre
2.08 | Filling available excavated earth (excluding rock) in trenches, plinth, sides of foundations etc. in layers not exceeding 20cm in depth, consolidating each deposited layer by ramming and watering, lead up to 50 m and lift upto 1.5 m. | item no.13 | 30 | cum | 192.59 |  |  | Excess(+) | 1 | Full Conversion | INR | [40 empty] | #VALUE! | #VALUE! | #VALUE! | 2.08 | Filling available excavated earth (excluding rock) in trenches, plinth, sides of foundations etc. in layers not exceeding 20cm in depth, consolidating each deposited layer by ramming and watering, lead up to 50 m and lift upto 1.5 m. | item no.13 | 30 | cum | Construction of chamber for 100mm sluice plates | item2 | 213 | Nos
2.09 | Supplying and filling in plinth with sand under floors, including watering, ramming, consolidating and dressing complete. | item no.14 | 30 | cum | 1712.45 |  |  | Excess(+) | 1 | Full Conversion | INR | [40 empty] | #VALUE! | #VALUE! | #VALUE! | 2.09 | Supplying and filling in plinth with sand under floors, including watering, ramming, consolidating and dressing complete. | item no.14 | 30 | cum
2.1 | Surface dressing of the ground including removing vegetation and in-equalities not exceeding 15 cm deep and disposal of rubbish, lead up to 50 m and lift up to 1.5 m. | item no.15 | [52 empty] | 2.1 | Surface dressing of the ground including removing vegetation and in-equalities not exceeding 15 cm deep and disposal of rubbish, lead up to 50 m and lift up to 1.5 m. | item no.15
2.11 | All kinds of soil | item no.16 | 300 | sqm | 21.35 |  |  | Excess(+) | 1 | Full Conversion | INR | [40 empty] | #VALUE! | #VALUE! | #VALUE! | 2.11 | All kinds of soil | item no.16 | 300 | sqm
2.12 | Excavating holes more than 0.10 cum & upto 0.5 cum including getting out the excavated soil, then returning the soil as required in layers not exceeding 20cm in depth, including consolidating each deposited layer by ramming, watering etc, disposing of surplus excavated soil, as directed within a lead of 50 m and lift upto 1.5 m. | item no.17 | [52 empty] | 2.12 | Excavating holes more than 0.10 cum & upto 0.5 cum including getting out the excavated soil, then returning the soil as required in layers not exceeding 20cm in depth, including consolidating each deposited layer by ramming, watering etc, disposing of surplus excavated soil, as directed within a lead of 50 m and lift upto 1.5 m. | item no.17
2.13 | All kinds of soil | item no.18 | 30 | each | 69.53 |  |  | Excess(+) | 1 | Full Conversion | INR | [40 empty] | #VALUE! | #VALUE! | #VALUE! | 2.13 | All kinds of soil | item no.18 | 30 | each
2.14 | Clearing jungle including uprooting of rank vegetation, grass, brush wood, trees and saplings of girth up to 30 cm measured at a height of 1 m above ground level and removal of rubbish up to a distance of 50 m outside the periphery of the area cleared. | item no.19 | 75 | sqm | 11 |  |  | Excess(+) | 1 | Full Conversion | INR | [40 empty] | #VALUE! | #VALUE! | #VALUE! | 2.14 | Clearing jungle including uprooting of rank vegetation, grass, brush wood, trees and saplings of girth up to 30 cm measured at a height of 1 m above ground level and removal of rubbish up to a distance of 50 m outside the periphery of the area cleared. | item no.19 | 75 | sqm
2.15 | Clearing grass and removal of the rubbish up to a distance of 50 m outside the periphery of the area cleared. | item no.20 | 60 | sqm | 5.61 |  |  | Excess(+) | 1 | Full Conversion | INR | [40 empty] | #VALUE! | #VALUE! | #VALUE! | 2.15 | Clearing grass and removal of the rubbish up to a distance of 50 m outside the periphery of the area cleared. | item no.20 | 60 | sqm
3 | CONCRETE WORK | item no.21 | [52 empty] | 3 | CONCRETE WORK | item no.21
3.01 | Providing and laying in position cement concrete of specified grade excluding the cost of centering and shuttering - All work up to plinth level : | item no.22 | [52 empty] | 3.01 | Providing and laying in position cement concrete of specified grade excluding the cost of centering and shuttering - All work up to plinth level : | item no.22
3.02 | 1:2:4 (1 cement : 2 coarse sand (zone-III) derived from natural sources: 4 graded stone aggregate 20 mm nominal size derived from natural sources). | item no.23 | 3 | cum | 5952.3 |  |  | Excess(+) | 1 | Full Conversion | INR | [40 empty] | #VALUE! | #VALUE! | #VALUE! | 3.02 | 1:2:4 (1 cement : 2 coarse sand (zone-III) derived from natural sources: 4 graded stone aggregate 20 mm nominal size derived from natural sources). | item no.23 | 3 | cum
3.03 | 1:4:8 (1 Cement : 4 coarse sand (zone-III) derived from natural sources : 8 graded stone aggregate 40 mm nominal size derived from natural sources). | item no.24 | 6 | cum | 5076.37 |  |  | Excess(+) | 1 | Full Conversion | INR | [40 empty] | #VALUE! | #VALUE! | #VALUE! | 3.03 | 1:4:8 (1 Cement : 4 coarse sand (zone-III) derived from natural sources : 8 graded stone aggregate 40 mm nominal size derived from natural sources). | item no.24 | 6 | cum
3.04 | Providing and laying cement concrete in retaining walls, return walls, walls (any thickness) including attached pilasters, columns, piers, abutments, pillars, posts, struts, buttresses, string or lacing courses, parapets, coping, bed blocks, anchor blocks, plain window sills, fillets, sunken floor etc., up to floor five level, excluding the cost of centering, shuttering and finishing : | item no.25 | [52 empty] | 3.04 | Providing and laying cement concrete in retaining walls, return walls, walls (any thickness) including attached pilasters, columns, piers, abutments, pillars, posts, struts, buttresses, string or lacing courses, parapets, coping, bed blocks, anchor blocks, plain window sills, fillets, sunken floor etc., up to floor five level, excluding the cost of centering, shuttering and finishing : | item no.25
3.05 | 1:1½:3 (1 cement : 1½ coarse sand (zone-III) derived from natural sources : 3 graded stone aggregate 20 mm nominal size derived from natural sources). | item no.26 | 3 | cum | 7870.62 |  |  | Excess(+) | 1 | Full Conversion | INR | [40 empty] | #VALUE! | #VALUE! | #VALUE! | 3.05 | 1:1½:3 (1 cement : 1½ coarse sand (zone-III) derived from natural sources : 3 graded stone aggregate 20 mm nominal size derived from natural sources). | item no.26 | 3 | cum
3.06 | Centering and shuttering including strutting, propping etc. and removal of form work for : | item no.27 | [52 empty] | 3.06 | Centering and shuttering including strutting, propping etc. and removal of form work for : | item no.27
3.07 | Retaining walls, return walls, walls (any thickness) including attached pilasters, buttresses, plinth and string courses fillets, kerbs and steps etc. | item no.28 | 6 | sqm | 534.23 |  |  | Excess(+) | 1 | Full Conversion | INR | [40 empty] | #VALUE! | #VALUE! | #VALUE! | 3.07 | Retaining walls, return walls, walls (any thickness) including attached pilasters, buttresses, plinth and string courses fillets, kerbs and steps etc. | item no.28 | 6 | sqm
3.08 | Providing and laying cement concrete in kerbs, steps and the like at or near ground level excluding the cost of centering, shuttering and finishing. | item no.29 | [52 empty] | 3.08 | Providing and laying cement concrete in kerbs, steps and the like at or near ground level excluding the cost of centering, shuttering and finishing. | item no.29
3.09 | 1:1½:3 (1 Cement: 1½ coarse sand (zone-III) derived from natural sources: 3 graded stone aggregate 20 mm nominal size derived from natural sources) | item no.30 | 2 | cum | 6322.27 |  |  | Excess(+) | 1 | Full Conversion | INR | [40 empty] | #VALUE! | #VALUE! | #VALUE! | 3.09 | 1:1½:3 (1 Cement: 1½ coarse sand (zone-III) derived from natural sources: 3 graded stone aggregate 20 mm nominal size derived from natural sources) | item no.30 | 2 | cum
3.1 | Providing and fixing up to floor five level precast cement concrete string or lacing courses, copings, bed plates, anchor blocks, plain window sills, shelves, louvers, steps, stair cases, etc., including hoisting and setting in position with cement mortar 1:3 (1 Cement : 3 coarse sand), cost of required Centering complete. | item no.31 | [52 empty] | 3.1 | Providing and fixing up to floor five level precast cement concrete string or lacing courses, copings, bed plates, anchor blocks, plain window sills, shelves, louvers, steps, stair cases, etc., including hoisting and setting in position with cement mortar 1:3 (1 Cement : 3 coarse sand), cost of required Centering complete. | item no.31
3.11 | 1:1.5:3 (1 cement : 1.5 coarse sand (zone-III) derived from natural sources : 3 graded stone aggregate 20mm nominal size derived from natural sources) | item no.32 | 6 | cum | 7485.97 |  |  | Excess(+) | 1 | Full Conversion | INR | [40 empty] | #VALUE! | #VALUE! | #VALUE! | 3.11 | 1:1.5:3 (1 cement : 1.5 coarse sand (zone-III) derived from natural sources : 3 graded stone aggregate 20mm nominal size derived from natural sources) | item no.32 | 6 | cum
3.12 | Providing and laying damp-proof course 40mm thick with cement concrete 1:2:4 (1 cement : 2 coarse sand derived from natural sources): 4 graded stone aggregate 12.5mm nominal size derived from natural sources) | item no.33 | 12 | sqm | 305.04 |  |  | Excess(+) | 1 | Full Conversion | INR | [40 empty] | #VALUE! | #VALUE! | #VALUE! | 3.12 | Providing and laying damp-proof course 40mm thick with cement concrete 1:2:4 (1 cement : 2 coarse sand derived from natural sources): 4 graded stone aggregate 12.5mm nominal size derived from natural sources) | item no.33 | 12 | sqm
3.13 | Providing & applying a coat of residual petroleum bitumen of grade of VG-10 of approved quality using 1.7kg per square metre on damp proof course after cleaning the surface with brushes and finally with apiece of cloth lightly soaked in kerosene oil. | item no.34 | 12 | sqm | 96.44 |  |  | Excess(+) | 1 | Full Conversion | INR | [40 empty] | #VALUE! | #VALUE! | #VALUE! | 3.13 | Providing & applying a coat of residual petroleum bitumen of grade of VG-10 of approved quality using 1.7kg per square metre on damp proof course after cleaning the surface with brushes and finally with apiece of cloth lightly soaked in kerosene oil. | item no.34 | 12 | sqm
3.14 | Making plinth protection 50mm thick of cement concrete 1:3:6 (1 cement : 3 coarse sand derived from natural sources : 6 graded stone aggregate 20 mm nominal size derived from natural sources) over 75mm thick bed of dry brick ballast 40 mm nominal size, well rammed and consolidated and grouted with fine sand, including necessary excavation, levelling & dressing & finishing the top smooth. | item no.35 | 30 | sqm | 538.4 |  |  | Excess(+) | 1 | Full Conversion | INR | [40 empty] | #VALUE! | #VALUE! | #VALUE! | 3.14 | Making plinth protection 50mm thick of cement concrete 1:3:6 (1 cement : 3 coarse sand derived from natural sources : 6 graded stone aggregate 20 mm nominal size derived from natural sources) over 75mm thick bed of dry brick ballast 40 mm nominal size, well rammed and consolidated and grouted with fine sand, including necessary excavation, levelling & dressing & finishing the top smooth. | item no.35 | 30 | sqm
4 | REINFORCED CEMENT CONCRETE | item no.36 | [52 empty] | 4 | REINFORCED CEMENT CONCRETE | item no.36
4.01 | Providing and laying in position specified grade of reinforced cement concrete, excluding the cost of centering, shuttering, ifnishing and reinforcement- All work up to plinth level : | item no.37 | [52 empty] | 4.01 | Providing and laying in position specified grade of reinforced cement concrete, excluding the cost of centering, shuttering, ifnishing and reinforcement- All work up to plinth level : | item no.37
4.02 | 1:1.5:3 (1 cement: 1.5 coarse sand (zone-III) derived from natural sources: 3 graded stone aggregate 20 mm nominal size derived from natural sources). | item no.38 | 6 | cum | 6767.42 |  |  | Excess(+) | 1 | Full Conversion | INR | [40 empty] | #VALUE! | #VALUE! | #VALUE! | 4.02 | 1:1.5:3 (1 cement: 1.5 coarse sand (zone-III) derived from natural sources: 3 graded stone aggregate 20 mm nominal size derived from natural sources). | item no.38 | 6 | cum
4.03 | Reinforced cement concrete work in walls (any thickness), including attached pilasters, buttresses, plinth and string courses, fillets, columns, pillars, piers, abutments, posts and struts etc. above plinth level up to floor five level, excluding cost of centering, shuttering, finishing and reinforcement | item no.39 | [52 empty] | 4.03 | Reinforced cement concrete work in walls (any thickness), including attached pilasters, buttresses, plinth and string courses, fillets, columns, pillars, piers, abutments, posts and struts etc. above plinth level up to floor five level, excluding cost of centering, shuttering, finishing and reinforcement | item no.39
4.04 | 1:1.5:3 (1 cement : 1.5 coarse sand (zone-III) derived from natural sources : 3 graded stone aggregate 20 mm nominal size derived from natural sources). | item no.40 | 2 | cum | 8159.57 |  |  | Excess(+) | 1 | Full Conversion | INR | [40 empty] | #VALUE! | #VALUE! | #VALUE! | 4.04 | 1:1.5:3 (1 cement : 1.5 coarse sand (zone-III) derived from natural sources : 3 graded stone aggregate 20 mm nominal size derived from natural sources). | item no.40 | 2 | cum
4.05 | Reinforced cement concrete work in beams, suspended floors, roofs having slope up to 15° landings, balconies, shelves, chajjas, lintels, bands, plain window sills, staircases and spiral stair cases above plinth level up to floor five level, excluding the cost of centering, shuttering, finishing and reinforcement, with 1:1.5:3 (1 cement: 1.5 coarse sand (zone-III)derived from natural sources: 3 graded stone aggregate 20 mm nominal size derived from natural sources). | item no.41 | 6 | cum | 8560.98 |  |  | Excess(+) | 1 | Full Conversion | INR | [40 empty] | #VALUE! | #VALUE! | #VALUE! | 4.05 | Reinforced cement concrete work in beams, suspended floors, roofs having slope up to 15° landings, balconies, shelves, chajjas, lintels, bands, plain window sills, staircases and spiral stair cases above plinth level up to floor five level, excluding the cost of centering, shuttering, finishing and reinforcement, with 1:1.5:3 (1 cement: 1.5 coarse sand (zone-III)derived from natural sources: 3 graded stone aggregate 20 mm nominal size derived from natural sources). | item no.41 | 6 | cum
4.06 | Centering and shuttering including strutting, propping etc. and removal of form for | item no.42 | [52 empty] | 4.06 | Centering and shuttering including strutting, propping etc. and removal of form for | item no.42
4.07 | Foundations, footings, bases of columns, etc. for mass concrete | item no.43 | 15 | sqm | 249.75 |  |  | Excess(+) | 1 | Full Conversion | INR | [40 empty] | #VALUE! | #VALUE! | #VALUE! | 4.07 | Foundations, footings, bases of columns, etc. for mass concrete | item no.43 | 15 | sqm
4.08 | Walls (any thickness) including attached pilasters, butteresses, plinth and string courses etc. | item no.44 | 15 | sqm | 534.23 |  |  | Excess(+) | 1 | Full Conversion | INR | [40 empty] | #VALUE! | #VALUE! | #VALUE! | 4.08 | Walls (any thickness) including attached pilasters, butteresses, plinth and string courses etc. | item no.44 | 15 | sqm
4.09 | Suspended floors, roofs, landings, balconies and access platform | item no.45 | 45 | sqm | 607.67 |  |  | Excess(+) | 1 | Full Conversion | INR | [40 empty] | #VALUE! | #VALUE! | #VALUE! | 4.09 | Suspended floors, roofs, landings, balconies and access platform | item no.45 | 45 | sqm
4.1 | Shelves (Cast in situ) | item no.46 | 15 | sqm | 607.67 |  |  | Excess(+) | 1 | Full Conversion | INR | [40 empty] | #VALUE! | #VALUE! | #VALUE! | 4.1 | Shelves (Cast in situ) | item no.46 | 15 | sqm
4.11 | Lintels, beams, plinth beams, girders, bressumers and cantilevers | item no.47 | 30 | sqm | 484.04 |  |  | Excess(+) | 1 | Full Conversion | INR | [40 empty] | #VALUE! | #VALUE! | #VALUE! | 4.11 | Lintels, beams, plinth beams, girders, bressumers and cantilevers | item no.47 | 30 | sqm
4.12 | Columns, Pillars, Piers, Abutments, Posts and Struts | item no.48 | 6 | sqm | 643.31 |  |  | Excess(+) | 1 | Full Conversion | INR | [40 empty] | #VALUE! | #VALUE! | #VALUE! | 4.12 | Columns, Pillars, Piers, Abutments, Posts and Struts | item no.48 | 6 | sqm
4.13 | Stairs, (excluding landings) except spiral-staircases | item no.49 | 2 | sqm | 545.68 |  |  | Excess(+) | 1 | Full Conversion | INR | [40 empty] | #VALUE! | #VALUE! | #VALUE! | 4.13 | Stairs, (excluding landings) except spiral-staircases | item no.49 | 2 | sqm
4.14 | Extra for shuttering in circular work (20% of respective centering and shuttering items) | item no.50 | 12 | sqm | 0.17 |  |  | Excess(+) | 1 | Full Conversion | INR | [40 empty] | #VALUE! | #VALUE! | #VALUE! | 4.14 | Extra for shuttering in circular work (20% of respective centering and shuttering items) | item no.50 | 12 | sqm
4.15 | Small lintels not exceeding 1.5 m clear span, moulding as in cornices, window sills, string courses, bands, copings, bed plates, anchor blocks and the like | item no.51 | 6 | sqm | 249.75 |  |  | Excess(+) | 1 | Full Conversion | INR | [40 empty] | #VALUE! | #VALUE! | #VALUE! | 4.15 | Small lintels not exceeding 1.5 m clear span, moulding as in cornices, window sills, string courses, bands, copings, bed plates, anchor blocks and the like | item no.51 | 6 | sqm
4.16 | Edges of slabs and breaks in floors and walls | item no.52 | [52 empty] | 4.16 | Edges of slabs and breaks in floors and walls | item no.52
4.17 | Under 20 cm wide | item no.53 | 60 | metre | 151.9 |  |  | Excess(+) | 1 | Full Conversion | INR | [40 empty] | #VALUE! | #VALUE! | #VALUE! | 4.17 | Under 20 cm wide | item no.53 | 60 | metre
4.18 | Above 20 cm wide | item no.54 | 6 | sqm | 646.47 |  |  | Excess(+) | 1 | Full Conversion | INR | [40 empty] | #VALUE! | #VALUE! | #VALUE! | 4.18 | Above 20 cm wide | item no.54 | 6 | sqm
4.19 | Weather shade, Chajjas, corbels etc., including edges | item no.55 | 3 | sqm | 672.29 |  |  | Excess(+) | 1 | Full Conversion | INR | [40 empty] | #VALUE! | #VALUE! | #VALUE! | 4.19 | Weather shade, Chajjas, corbels etc., including edges | item no.55 | 3 | sqm
4.2 | Providing and fixing tie bolt, spring coil and plastic cone in wall shuttering complete as per the direction of Engineer-in-charge. | item no.56 | [52 empty] | 4.2 | Providing and fixing tie bolt, spring coil and plastic cone in wall shuttering complete as per the direction of Engineer-in-charge. | item no.56
4.21 | 12 mm dia. & 100 mm length | item no.57 | 6 | each set | 123.45 |  |  | Excess(+) | 1 | Full Conversion | INR | [40 empty] | #VALUE! | #VALUE! | #VALUE! | 4.21 | 12 mm dia. & 100 mm length | item no.57 | 6 | each set
4.22 | 20 mm dia. & 150 mm length | item no.58 | 6 | each set | 145.76 |  |  | Excess(+) | 1 | Full Conversion | INR | [40 empty] | #VALUE! | #VALUE! | #VALUE! | 4.22 | 20 mm dia. & 150 mm length | item no.58 | 6 | each set
4.23 | Steel reinforcement for R.C.C. work including straightening, cutting, bending, placing in position and binding all complete upto plinth level. | item no.59 | [52 empty] | 4.23 | Steel reinforcement for R.C.C. work including straightening, cutting, bending, placing in position and binding all complete upto plinth level. | item no.59
4.24 | Thermo-Mechanically Treated bars of grade Fe-500D or more. | item no.60 | 300 | kg | 73.21 |  |  | Excess(+) | 1 | Full Conversion | INR | [40 empty] | #VALUE! | #VALUE! | #VALUE! | 4.24 | Thermo-Mechanically Treated bars of grade Fe-500D or more. | item no.60 | 300 | kg
4.25 | Steel reinforcement for R.C.C. work including straightening, cutting, bending, placing in position and binding all complete above plinth level. | item no.61 | [52 empty] | 4.25 | Steel reinforcement for R.C.C. work including straightening, cutting, bending, placing in position and binding all complete above plinth level. | item no.61
4.26 | Thermo-Mechanically Treated bars of grade Fe-500D or more. | item no.62 | 450 | kg | 73.21 |  |  | Excess(+) | 1 | Full Conversion | INR | [40 empty] | #VALUE! | #VALUE! | #VALUE! | 4.26 | Thermo-Mechanically Treated bars of grade Fe-500D or more. | item no.62 | 450 | kg
5 | MASONRY WORK | item no.63 | [52 empty] | 5 | MASONRY WORK | item no.63
5.01 | Brick work with common burnt clay F.P.S. (non modular) bricks of class designation 7.5 in foundation and plinth in: | item no.64 | [52 empty] | 5.01 | Brick work with common burnt clay F.P.S. (non modular) bricks of class designation 7.5 in foundation and plinth in: | item no.64
5.02 | Cement mortar 1:6 (1 cement : 6 coarse sand) | item no.65 | 6 | cum | 5398.9 |  |  | Excess(+) | 1 | Full Conversion | INR | [40 empty] | #VALUE! | #VALUE! | #VALUE! | 5.02 | Cement mortar 1:6 (1 cement : 6 coarse sand) | item no.65 | 6 | cum
5.03 | Brick work with common burnt clay F.P.S. (non modular) bricks of class designation 7.5 in superstructure above plinth level up to floor V level in all shapes and sizes in : | item no.66 | [52 empty] | 5.03 | Brick work with common burnt clay F.P.S. (non modular) bricks of class designation 7.5 in superstructure above plinth level up to floor V level in all shapes and sizes in : | item no.66
5.04 | Cement mortar 1:6 (1 cement : 6 coarse sand) | item no.67 | 6 | cum | 6655.37 |  |  | Excess(+) | 1 | Full Conversion | INR | [40 empty] | #VALUE! | #VALUE! | #VALUE! | 5.04 | Cement mortar 1:6 (1 cement : 6 coarse sand) | item no.67 | 6 | cum
5.05 | Half brick masonry with common burnt clay F.P.S. (non modular) bricks of class designation 7.5 in foundations and plinth in : | item no.68 | [52 empty] | 5.05 | Half brick masonry with common burnt clay F.P.S. (non modular) bricks of class designation 7.5 in foundations and plinth in : | item no.68
5.06 | cement mortar 1:4 (1 cement : 4 coarse sand) | item no.69 | 6 | sqm | 678.43 |  |  | Excess(+) | 1 | Full Conversion | INR | [40 empty] | #VALUE! | #VALUE! | #VALUE! | 5.06 | cement mortar 1:4 (1 cement : 4 coarse sand) | item no.69 | 6 | sqm
5.07 | Half brick masonry with common burnt clay F.P.S. (non modular) bricks of class designation 7.5 in superstructure above plinth level up to floor V level. | item no.70 | [52 empty] | 5.07 | Half brick masonry with common burnt clay F.P.S. (non modular) bricks of class designation 7.5 in superstructure above plinth level up to floor V level. | item no.70
5.08 | Cement mortar 1:4 (1 cement :4 coarse sand) | item no.71 | 6 | sqm | 817.27 |  |  | Excess(+) | 1 | Full Conversion | INR | [40 empty] | #VALUE! | #VALUE! | #VALUE! | 5.08 | Cement mortar 1:4 (1 cement :4 coarse sand) | item no.71 | 6 | sqm
5.09 | Brick work with common burnt clay selected F.P.S. (non modular) bricks of class designation 7.5 in exposed brick work including making horizontal and vertical grooves 10 mm wide 12 mm deep complete in cement mortar 1:6 (1 cement : 6 coarse sand) | item no.72 | [52 empty] | 5.09 | Brick work with common burnt clay selected F.P.S. (non modular) bricks of class designation 7.5 in exposed brick work including making horizontal and vertical grooves 10 mm wide 12 mm deep complete in cement mortar 1:6 (1 cement : 6 coarse sand) | item no.72
5.1 | Above plinth level upto floor V level | item no.73 | 3 | cum | 6867.16 |  |  | Excess(+) | 1 | Full Conversion | INR | [40 empty] | #VALUE! | #VALUE! | #VALUE! | 5.1 | Above plinth level upto floor V level | item no.73 | 3 | cum
5.11 | Brick edging 7cm wide 11.4 cm deep to plinth protection with common burnt clay F.P.S. (non modular) bricks of class designation 7.5 including grouting with cement mortar 1:4 (1 cement : 4 fine sand). | item no.74 | 30 | metre | 45.59 |  |  | Excess(+) | 1 | Full Conversion | INR | [40 empty] | #VALUE! | #VALUE! | #VALUE! | 5.11 | Brick edging 7cm wide 11.4 cm deep to plinth protection with common burnt clay F.P.S. (non modular) bricks of class designation 7.5 including grouting with cement mortar 1:4 (1 cement : 4 fine sand). | item no.74 | 30 | metre
6 | STONE WORK | item no.75 | [52 empty] | 6 | STONE WORK | item no.75
6.01 | Stone tile work for wall lining upto 10 m height with special adhesive over 12 mm thick bed of cement mortar 1:3 (1 cement : 3 coarse sand), including pointing in white cement with an admixture of pigment to match the stone shade. | item no.76 | [52 empty] | 6.01 | Stone tile work for wall lining upto 10 m height with special adhesive over 12 mm thick bed of cement mortar 1:3 (1 cement : 3 coarse sand), including pointing in white cement with an admixture of pigment to match the stone shade. | item no.76
6.02 | 8mm thick (mirror polished and machine cut edge) | item no.77 | [52 empty] | 6.02 | 8mm thick (mirror polished and machine cut edge) | item no.77
6.03 | Granite stone of any colour and shade | item no.78 | 6 | sqm | 2224.81 |  |  | Excess(+) | 1 | Full Conversion | INR | [40 empty] | #VALUE! | #VALUE! | #VALUE! | 6.03 | Granite stone of any colour and shade | item no.78 | 6 | sqm
6.04 | Raj Nagar plain white marble/ Udaipur green marble/ Zebra black marble | item no.79 | 6 | sqm | 1984.3 |  |  | Excess(+) | 1 | Full Conversion | INR | [40 empty] | #VALUE! | #VALUE! | #VALUE! | 6.04 | Raj Nagar plain white marble/ Udaipur green marble/ Zebra black marble | item no.79 | 6 | sqm
7 | CLADDING WORK | item no.80 | [52 empty] | 7 | CLADDING WORK | item no.80
7.01 | Providing and fixing 18 mm thick gang saw cut, mirror polished, premoulded and prepolished, machine cut for kitchen platforms, vanity counters, window sills, facias and similar locations of required size, approved shade, colour and texture laid over 20 mm thick base cement mortar 1:4 (1 cement : 4 coarse sand), joints treated with white cement, mixed with matching pigment, epoxy touch ups, including rubbing, curing, moulding and polishing to edges to give high gloss finish etc. complete at all levels. | item no.81 | [52 empty] | 7.01 | Providing and fixing 18 mm thick gang saw cut, mirror polished, premoulded and prepolished, machine cut for kitchen platforms, vanity counters, window sills, facias and similar locations of required size, approved shade, colour and texture laid over 20 mm thick base cement mortar 1:4 (1 cement : 4 coarse sand), joints treated with white cement, mixed with matching pigment, epoxy touch ups, including rubbing, curing, moulding and polishing to edges to give high gloss finish etc. complete at all levels. | item no.81
7.02 | Raj Nagar Plain white marble/ Udaipur green marble/ Zebra black marble | item no.82 | [52 empty] | 7.02 | Raj Nagar Plain white marble/ Udaipur green marble/ Zebra black marble | item no.82
7.03 | Area of slab upto 0.50 sqm | item no.83 | 3 | sqm | 2435.24 |  |  | Excess(+) | 1 | Full Conversion | INR | [40 empty] | #VALUE! | #VALUE! | #VALUE! | 7.03 | Area of slab upto 0.50 sqm | item no.83 | 3 | sqm
7.04 | Area of slab over 0.50 sqm | item no.84 | 6 | sqm | 2238.18 |  |  | Excess(+) | 1 | Full Conversion | INR | [40 empty] | #VALUE! | #VALUE! | #VALUE! | 7.04 | Area of slab over 0.50 sqm | item no.84 | 6 | sqm
7.05 | Granite of any colour and shade | item no.85 | [52 empty] | 7.05 | Granite of any colour and shade | item no.85
7.06 | Area of slab upto 0.50 sqm | item no.86 | 3 | sqm | 3697.8 |  |  | Excess(+) | 1 | Full Conversion | INR | [40 empty] | #VALUE! | #VALUE! | #VALUE! | 7.06 | Area of slab upto 0.50 sqm | item no.86 | 3 | sqm
7.07 | Area of slab over 0.50 sqm | item no.87 | 6 | sqm | 3513.94 |  |  | Excess(+) | 1 | Full Conversion | INR | [40 empty] | #VALUE! | #VALUE! | #VALUE! | 7.07 | Area of slab over 0.50 sqm | item no.87 | 6 | sqm
7.08 | Providing edge moulding to 18 mm thick marble stone counters, Vanities etc., including machine polishing to edge to give high gloss finish etc. complete as per design approved by Engineer-in-Charge. | item no.88 | [52 empty] | 7.08 | Providing edge moulding to 18 mm thick marble stone counters, Vanities etc., including machine polishing to edge to give high gloss finish etc. complete as per design approved by Engineer-in-Charge. | item no.88
7.09 | Marble work | item no.89 | 6 | metre | 193.2 |  |  | Excess(+) | 1 | Full Conversion | INR | [40 empty] | #VALUE! | #VALUE! | #VALUE! | 7.09 | Marble work | item no.89 | 6 | metre
7.1 | Granite work | item no.90 | 30 | metre | 329.89 |  |  | Excess(+) | 1 | Full Conversion | INR | [40 empty] | #VALUE! | #VALUE! | #VALUE! | 7.1 | Granite work | item no.90 | 30 | metre
7.11 | Extra for providing opening of required size & shape for wash basin/ kitchen sink in kitchen platform, vanity counter and similar location in marble/ Granite/ stone work, including necessary holes for pillar taps etc. including moulding, rubbing and polishing of cut edges etc. complete. | item no.91 | 6 | each | 644.05 |  |  | Excess(+) | 1 | Full Conversion | INR | [40 empty] | #VALUE! | #VALUE! | #VALUE! | 7.11 | Extra for providing opening of required size & shape for wash basin/ kitchen sink in kitchen platform, vanity counter and similar location in marble/ Granite/ stone work, including necessary holes for pillar taps etc. including moulding, rubbing and polishing of cut edges etc. complete. | item no.91 | 6 | each
7.12 | Mirror polishing on marble work/Granite work/stone work where ever required to give high gloss finish complete. | item no.92 | 30 | sqm | 322.66 |  |  | Excess(+) | 1 | Full Conversion | INR | [40 empty] | #VALUE! | #VALUE! | #VALUE! | 7.12 | Mirror polishing on marble work/Granite work/stone work where ever required to give high gloss finish complete. | item no.92 | 30 | sqm
7.13 | Providing and fixing stone slab with table rubbed, edges rounded and polished, of size 75x50 cm deep and 1.8 cm thick, fixed in urinal partitions by cutting a chase of appropriate width with chase cutter and embedding the stone in the chase with epoxy grout or with cement concrete 1:2:4 (1 cement : 2 coarse sand : 4 graded stone aggregate 6 mm nominal size) as per direction of Engineer-in-charge and finished smooth. | item no.93 | [52 empty] | 7.13 | Providing and fixing stone slab with table rubbed, edges rounded and polished, of size 75x50 cm deep and 1.8 cm thick, fixed in urinal partitions by cutting a chase of appropriate width with chase cutter and embedding the stone in the chase with epoxy grout or with cement concrete 1:2:4 (1 cement : 2 coarse sand : 4 graded stone aggregate 6 mm nominal size) as per direction of Engineer-in-charge and finished smooth. | item no.93
7.14 | Granite Stone of approved shade | item no.94 | 3 | sqm | 2820.6 |  |  | Excess(+) | 1 | Full Conversion | INR | [40 empty] | #VALUE! | #VALUE! | #VALUE! | 7.14 | Granite Stone of approved shade | item no.94 | 3 | sqm
7.15 | Providing and fixing Ist quality ceramic glazed wall tiles conforming to IS: 15622 (thickness to be specified by the manufacturer), of approved make, in all colours, shades except burgundy, bottle green, black of any size as approved by Engineer-in-Charge, in skirting, risers of steps and dados, over 12 mm thick bed of cement mortar 1:3 (1 cement : 3 coarse sand) and jointing with grey cement slurry @ 3.3kg per sqm, including pointing in white cement mixed with pigment of matching shade complete. | item no.95 | 60 | sqm | 903.37 |  |  | Excess(+) | 1 | Full Conversion | INR | [40 empty] | #VALUE! | #VALUE! | #VALUE! | 7.15 | Providing and fixing Ist quality ceramic glazed wall tiles conforming to IS: 15622 (thickness to be specified by the manufacturer), of approved make, in all colours, shades except burgundy, bottle green, black of any size as approved by Engineer-in-Charge, in skirting, risers of steps and dados, over 12 mm thick bed of cement mortar 1:3 (1 cement : 3 coarse sand) and jointing with grey cement slurry @ 3.3kg per sqm, including pointing in white cement mixed with pigment of matching shade complete. | item no.95 | 60 | sqm
8 | WOOD AND PVC WORK | item no.96 | [52 empty] | 8 | WOOD AND PVC WORK | item no.96
8.01 | Providing wood work in frames of doors, windows, clerestory windows and other frames, wrought framed and fixed in position with hold fast lugs or with dash fasteners of required dia & length (hold fast lugs or dash fastener shall be paid for separately). | item no.97 | [52 empty] | 8.01 | Providing wood work in frames of doors, windows, clerestory windows and other frames, wrought framed and fixed in position with hold fast lugs or with dash fasteners of required dia & length (hold fast lugs or dash fastener shall be paid for separately). | item no.97
8.02 | Second class teak wood | item no.98 | 0.15 | cum | 114145.59 |  |  | Excess(+) | 1 | Full Conversion | INR | [40 empty] | #VALUE! | #VALUE! | #VALUE! | 8.02 | Second class teak wood | item no.98 | 0.15 | cum
8.03 | Providing wood work in frames of false ceiling, partitions etc. sawn and fixed in position with necessary stainless steel screws etc. | item no.99 | [52 empty] | 8.03 | Providing wood work in frames of false ceiling, partitions etc. sawn and fixed in position with necessary stainless steel screws etc. | item no.99
8.04 | Sal wood | item no.100 | 0.15 | cum | 84080.57 |  |  | Excess(+) | 1 | Full Conversion | INR | [40 empty] | #VALUE! | #VALUE! | #VALUE! | 8.04 | Sal wood | item no.100 | 0.15 | cum
8.05 | Providing and fixing panelling or panelling and glazing in panelled or panelled and glazed shutters for doors, windows and clerestory windows (Area of opening for panel inserts excluding portion inside grooves or rebates to be measured). Panelling for panelled or panelled and glazed shutters 25 mm to 40 mm thick : | item no.101 | [52 empty] | 8.05 | Providing and fixing panelling or panelling and glazing in panelled or panelled and glazed shutters for doors, windows and clerestory windows (Area of opening for panel inserts excluding portion inside grooves or rebates to be measured). Panelling for panelled or panelled and glazed shutters 25 mm to 40 mm thick : | item no.101
8.06 | Ply wood 5 ply, 9 mm thick | item no.102 | [52 empty] | 8.06 | Ply wood 5 ply, 9 mm thick | item no.102
8.07 | Decorative plywood both side decorative veneer (Type - I) conforming to IS 1328 BWR type | item no.103 | 2 | sqm | 1978.56 |  |  | Excess(+) | 1 | Full Conversion | INR | [40 empty] | #VALUE! | #VALUE! | #VALUE! | 8.07 | Decorative plywood both side decorative veneer (Type - I) conforming to IS 1328 BWR type | item no.103 | 2 | sqm
8.08 | Decorative plywood one side decorative veneer and commercial veneer on other face (Type 1) conforming to IS 1328 BWR Type | item no.104 | 2 | sqm | 2006.97 |  |  | Excess(+) | 1 | Full Conversion | INR | [40 empty] | #VALUE! | #VALUE! | #VALUE! | 8.08 | Decorative plywood one side decorative veneer and commercial veneer on other face (Type 1) conforming to IS 1328 BWR Type | item no.104 | 2 | sqm
8.09 | Ply wood 7 ply, 9 mm thick | item no.105 | [52 empty] | 8.09 | Ply wood 7 ply, 9 mm thick | item no.105
8.1 | Decorative plywood one side decorative veneer and commercial veneer on other face (Type 1) conforming to IS 1328 BWR Type | item no.106 | 2 | sqm | 2120.73 |  |  | Excess(+) | 1 | Full Conversion | INR | [40 empty] | #VALUE! | #VALUE! | #VALUE! | 8.1 | Decorative plywood one side decorative veneer and commercial veneer on other face (Type 1) conforming to IS 1328 BWR Type | item no.106 | 2 | sqm
8.11 | Fly proof stainless steel grade 304 wire gauge with 0.5 mm dia. wire and 1.4mm wide aperture with matching wood beading | item no.107 | 2 | sqm | 1278.91 |  |  | Excess(+) | 1 | Full Conversion | INR | [40 empty] | #VALUE! | #VALUE! | #VALUE! | 8.11 | Fly proof stainless steel grade 304 wire gauge with 0.5 mm dia. wire and 1.4mm wide aperture with matching wood beading | item no.107 | 2 | sqm
8.12 | Providing and fixing ISI marked flush door shutters conforming to IS : 2202 (Part I) non-decorative type, core of block board construction with frame of 1st class hard wood and well matched commercial 3 ply veneering with vertical grains or cross bands and face veneers on both faces of shutters: | item no.108 | [52 empty] | 8.12 | Providing and fixing ISI marked flush door shutters conforming to IS : 2202 (Part I) non-decorative type, core of block board construction with frame of 1st class hard wood and well matched commercial 3 ply veneering with vertical grains or cross bands and face veneers on both faces of shutters: | item no.108
8.13 | 35 mm thick including ISI marked Stainless Steel butt hinges with necessary screws | item no.109 | 6 | sqm | 1654.27 | 37800 |  | Excess(+) | 1 | Full Conversion | INR | [40 empty] | #VALUE! | #VALUE! | #VALUE! | 8.13 | 35 mm thick including ISI marked Stainless Steel butt hinges with necessary screws | item no.109 | 6 | sqm
8.14 | 25 mm thick (for cupboard) including ISI marked nickel plated bright finished M.S. piano hinges with necessary screws | item no.110 | 6 | sqm | 1562.77 | 37800 |  | Excess(+) | 1 | Full Conversion | INR | [40 empty] | #VALUE! | #VALUE! | #VALUE! | 8.14 | 25 mm thick (for cupboard) including ISI marked nickel plated bright finished M.S. piano hinges with necessary screws | item no.110 | 6 | sqm
8.15 | Extra for providing lipping with 2nd class teak wood battens 25 mm minimum depth on all edges of flush door shutters (over all area of door shutter to be measured). | item no.111 | 6 | sqm | 351.95 | 37800 |  | Excess(+) | 1 | Full Conversion | INR | [40 empty] | #VALUE! | #VALUE! | #VALUE! | 8.15 | Extra for providing lipping with 2nd class teak wood battens 25 mm minimum depth on all edges of flush door shutters (over all area of door shutter to be measured). | item no.111 | 6 | sqm
8.16 | Extra for providing vision panel not exceeding 0.1 sqm in all type of flush doors (cost of glass excluded) (overall area of door shutter to be measured): | item no.112 | [52 empty] | 8.16 | Extra for providing vision panel not exceeding 0.1 sqm in all type of flush doors (cost of glass excluded) (overall area of door shutter to be measured): | item no.112
8.17 | Rectangular or square | item no.113 | 6 | sqm | 152.52 | 37800 |  | Excess(+) | 1 | Full Conversion | INR | [40 empty] | #VALUE! | #VALUE! | #VALUE! | 8.17 | Rectangular or square | item no.113 | 6 | sqm
8.18 | Providing and fixing wooden moulded beading to door and window frames with iron screws, plugs and priming coat on unexposed surface etc. complete : | item no.114 | [52 empty] | 8.18 | Providing and fixing wooden moulded beading to door and window frames with iron screws, plugs and priming coat on unexposed surface etc. complete : | item no.114
8.19 | 2nd class teak wood | item no.115 | [52 empty] | 8.19 | 2nd class teak wood | item no.115
8.2 | 50x12 mm | item no.116 | 15 | metre | 161.85 | 37800 |  | Excess(+) | 1 | Full Conversion | INR | [40 empty] | #VALUE! | #VALUE! | #VALUE! | 8.2 | 50x12 mm | item no.116 | 15 | metre
8.21 | 50 x 20 mm | item no.117 | 6 | metre | 203.55 | 37800 |  | Excess(+) | 1 | Full Conversion | INR | [40 empty] | #VALUE! | #VALUE! | #VALUE! | 8.21 | 50 x 20 mm | item no.117 | 6 | metre
8.22 | Providing and fixing chromium plated brass curtain rod having wall thickness of 1.25mm with two chromium plated brass brackets fixed with C.P. brass screws and PVC sleeves etc., wherever necessary complete : | item no.118 | [52 empty] | 8.22 | Providing and fixing chromium plated brass curtain rod having wall thickness of 1.25mm with two chromium plated brass brackets fixed with C.P. brass screws and PVC sleeves etc., wherever necessary complete : | item no.118
8.23 | 20 mm dia | item no.119 | 6 | metre | 327.18 | 37800 |  | Excess(+) | 1 | Full Conversion | INR | [40 empty] | #VALUE! | #VALUE! | #VALUE! | 8.23 | 20 mm dia | item no.119 | 6 | metre
8.24 | 25 mm dia | item no.120 | 3 | metre | 420.99 |  |  | Excess(+) | 1 | Full Conversion | INR | [40 empty] | #VALUE! | #VALUE! | #VALUE! | 8.24 | 25 mm dia | item no.120 | 3 | metre
8.25 | Providing and fixing M.S. grills of required pattern in frames of windows etc. with M.S. flats, square or round bars etc. including priming coat with approved steel primer all complete. | item no.121 | [52 empty] | 8.25 | Providing and fixing M.S. grills of required pattern in frames of windows etc. with M.S. flats, square or round bars etc. including priming coat with approved steel primer all complete. | item no.121
8.26 | Fixed to steel windows by welding | item no.122 | 6 | kg | 144.93 |  |  | Excess(+) | 1 | Full Conversion | INR | [40 empty] | #VALUE! | #VALUE! | #VALUE! | 8.26 | Fixed to steel windows by welding | item no.122 | 6 | kg
8.27 | Providing and fixing hard drawn steel wire fabric 75x25 mm mesh of weight not less than 7.75 Kg per sqm to window frames etc. including 62x19 mm beading of second class teak wood and priming coat with approved steel primer all complete. | item no.123 | 6 | sqm | 1269.92 |  |  | Excess(+) | 1 | Full Conversion | INR | [40 empty] | #VALUE! | #VALUE! | #VALUE! | 8.27 | Providing and fixing hard drawn steel wire fabric 75x25 mm mesh of weight not less than 7.75 Kg per sqm to window frames etc. including 62x19 mm beading of second class teak wood and priming coat with approved steel primer all complete. | item no.123 | 6 | sqm
8.28 | Providing and fixing fly proof galvanized M.S. wire gauge to windows and clerestory windows using wire gauge with average width of aperture 1.4 mm in both directions with wire of dia 0.63 mm all complete. | item no.124 | [52 empty] | 8.28 | Providing and fixing fly proof galvanized M.S. wire gauge to windows and clerestory windows using wire gauge with average width of aperture 1.4 mm in both directions with wire of dia 0.63 mm all complete. | item no.124
8.29 | With 2nd class teak wood beading 62X19 mm | item no.125 | 6 | sqm | 993.73 |  |  | Excess(+) | 1 | Full Conversion | INR | [40 empty] | #VALUE! | #VALUE! | #VALUE! | 8.29 | With 2nd class teak wood beading 62X19 mm | item no.125 | 6 | sqm
8.3 | With 12 mm mild steel U beading | item no.126 | 6 | sqm | 685 |  |  | Excess(+) | 1 | Full Conversion | INR | [40 empty] | #VALUE! | #VALUE! | #VALUE! | 8.3 | With 12 mm mild steel U beading | item no.126 | 6 | sqm
8.31 | Providing and fixing ISI marked oxidised M.S. sliding door bolts with nuts and screws etc. complete : | item no.127 | [52 empty] | 8.31 | Providing and fixing ISI marked oxidised M.S. sliding door bolts with nuts and screws etc. complete : | item no.127
8.32 | 300x16 mm | item no.128 | 3 | each | 160.71 |  |  | Excess(+) | 1 | Full Conversion | INR | [40 empty] | #VALUE! | #VALUE! | #VALUE! | 8.32 | 300x16 mm | item no.128 | 3 | each
8.33 | 250x16 mm | item no.129 | 3 | each | 149.05 |  |  | Excess(+) | 1 | Full Conversion | INR | [40 empty] | #VALUE! | #VALUE! | #VALUE! | 8.33 | 250x16 mm | item no.129 | 3 | each
8.34 | Providing and fixing bright finished brass tower bolts (barrel type) with necessary screws etc. complete : | item no.130 | [52 empty] | 8.34 | Providing and fixing bright finished brass tower bolts (barrel type) with necessary screws etc. complete : | item no.130
8.35 | 200x10 mm | item no.131 | 3 | each | 262.91 |  |  | Excess(+) | 1 | Full Conversion | INR | [40 empty] | #VALUE! | #VALUE! | #VALUE! | 8.35 | 200x10 mm | item no.131 | 3 | each
8.36 | 150x10 mm | item no.132 | 3 | each | 203.11 |  |  | Excess(+) | 1 | Full Conversion | INR | [40 empty] | #VALUE! | #VALUE! | #VALUE! | 8.36 | 150x10 mm | item no.132 | 3 | each
8.37 | Providing and fixing aluminium die cast body tubular type universal hydraulic door closer (having brand logo with ISI, IS : 3564, embossed on the body, door weight upto 35 kg and door width upto 700 mm), with necessary accessories and screws etc. complete. | item no.133 | 3 | each | 879.87 |  |  | Excess(+) | 1 | Full Conversion | INR | [40 empty] | #VALUE! | #VALUE! | #VALUE! | 8.37 | Providing and fixing aluminium die cast body tubular type universal hydraulic door closer (having brand logo with ISI, IS : 3564, embossed on the body, door weight upto 35 kg and door width upto 700 mm), with necessary accessories and screws etc. complete. | item no.133 | 3 | each
8.38 | Providing and fixing bright finished brass casement window fastener with necessary screws etc. complete. | item no.134 | 3 | each | 66.37 |  |  | Excess(+) | 1 | Full Conversion | INR | [40 empty] | #VALUE! | #VALUE! | #VALUE! | 8.38 | Providing and fixing bright finished brass casement window fastener with necessary screws etc. complete. | item no.134 | 3 | each
8.39 | Providing and fixing bright finished brass hasp and staple (safety type) with necessary screws etc. complete : | item no.135 | [52 empty] | 8.39 | Providing and fixing bright finished brass hasp and staple (safety type) with necessary screws etc. complete : | item no.135
8.4 | 150 mm | item no.136 | 3 | each | 103.55 |  |  | Excess(+) | 1 | Full Conversion | INR | [40 empty] | #VALUE! | #VALUE! | #VALUE! | 8.4 | 150 mm | item no.136 | 3 | each
8.41 | 115 mm | item no.137 | 3 | each | 93.77 |  |  | Excess(+) | 1 | Full Conversion | INR | [40 empty] | #VALUE! | #VALUE! | #VALUE! | 8.41 | 115 mm | item no.137 | 3 | each
8.42 | Providing and fixing chromium plated brass 100 mm mortice latch and lock with 6 levers and a pair of lever handles of approved quality with necessary screws etc. complete. | item no.138 | 3 | each | 707.1 |  |  | Excess(+) | 1 | Full Conversion | INR | [40 empty] | #VALUE! | #VALUE! | #VALUE! | 8.42 | Providing and fixing chromium plated brass 100 mm mortice latch and lock with 6 levers and a pair of lever handles of approved quality with necessary screws etc. complete. | item no.138 | 3 | each
8.43 | Providing and fixing chromium plated brass night latch of approved quality including necessary screws etc. complete. | item no.139 | 3 | each | 742.26 |  |  | Excess(+) | 1 | Full Conversion | INR | [40 empty] | #VALUE! | #VALUE! | #VALUE! | 8.43 | Providing and fixing chromium plated brass night latch of approved quality including necessary screws etc. complete. | item no.139 | 3 | each
8.44 | Providing and fixing special quality chromium plated brass cupboard locks with six levers of approved quality including necessary screws etc. complete. | item no.140 | [52 empty] | 8.44 | Providing and fixing special quality chromium plated brass cupboard locks with six levers of approved quality including necessary screws etc. complete. | item no.140
8.45 | Size 40 mm | item no.141 | 3 | each | 226.08 |  |  | Excess(+) | 1 | Full Conversion | INR | [40 empty] | #VALUE! | #VALUE! | #VALUE! | 8.45 | Size 40 mm | item no.141 | 3 | each
8.46 | Size 50 mm | item no.142 | 3 | each | 237.83 |  |  | Excess(+) | 1 | Full Conversion | INR | [40 empty] | #VALUE! | #VALUE! | #VALUE! | 8.46 | Size 50 mm | item no.142 | 3 | each
8.47 | Providing and fixing chromium plated brass handles with necessary screws etc. complete: | item no.143 | [52 empty] | 8.47 | Providing and fixing chromium plated brass handles with necessary screws etc. complete: | item no.143
8.48 | 125 mm | item no.144 | 3 | each | 198.24 |  |  | Excess(+) | 1 | Full Conversion | INR | [40 empty] | #VALUE! | #VALUE! | #VALUE! | 8.48 | 125 mm | item no.144 | 3 | each
8.49 | 100 mm | item no.145 | 3 | each | 174.35 |  |  | Excess(+) | 1 | Full Conversion | INR | [40 empty] | #VALUE! | #VALUE! | #VALUE! | 8.49 | 100 mm | item no.145 | 3 | each
8.5 | Providing and fixing aluminium sliding door bolts, ISI marked anodised (anodic coating not less than grade AC 10 as per IS : 1868), transparent or dyed to required colour or shade, with nuts and screws etc. complete : | item no.146 | [52 empty] | 8.5 | Providing and fixing aluminium sliding door bolts, ISI marked anodised (anodic coating not less than grade AC 10 as per IS : 1868), transparent or dyed to required colour or shade, with nuts and screws etc. complete : | item no.146
8.51 | 300x16 mm | item no.147 | 3 | each | 225.47 |  |  | Excess(+) | 1 | Full Conversion | INR | [40 empty] | #VALUE! | #VALUE! | #VALUE! | 8.51 | 300x16 mm | item no.147 | 3 | each
8.52 | 250x16 mm | item no.148 | 3 | each | 203.15 |  |  | Excess(+) | 1 | Full Conversion | INR | [40 empty] | #VALUE! | #VALUE! | #VALUE! | 8.52 | 250x16 mm | item no.148 | 3 | each
8.53 | Providing and fixing aluminium tower bolts, ISI marked, anodised (anodic coating not less than grade AC 10 as per IS : 1868 ) transparent or dyed to required colour or shade, with necessary screws etc. complete : | item no.149 | [52 empty] | 8.53 | Providing and fixing aluminium tower bolts, ISI marked, anodised (anodic coating not less than grade AC 10 as per IS : 1868 ) transparent or dyed to required colour or shade, with necessary screws etc. complete : | item no.149
8.54 | 250x10 mm | item no.150 | 3 | each | 90.79 |  |  | Excess(+) | 1 | Full Conversion | INR | [40 empty] | #VALUE! | #VALUE! | #VALUE! | 8.54 | 250x10 mm | item no.150 | 3 | each
8.55 | 200x10 mm | item no.151 | 3 | each | 78.91 |  |  | Excess(+) | 1 | Full Conversion | INR | [40 empty] | #VALUE! | #VALUE! | #VALUE! | 8.55 | 200x10 mm | item no.151 | 3 | each
8.56 | 150x10 mm | item no.152 | 3 | each | 65.76 |  |  | Excess(+) | 1 | Full Conversion | INR | [40 empty] | #VALUE! | #VALUE! | #VALUE! | 8.56 | 150x10 mm | item no.152 | 3 | each
8.57 | 100x10 mm | item no.153 | 3 | each | 50.98 |  |  | Excess(+) | 1 | Full Conversion | INR | [40 empty] | #VALUE! | #VALUE! | #VALUE! | 8.57 | 100x10 mm | item no.153 | 3 | each
8.58 | Providing and fixing aluminium handles, ISI marked, anodised (anodic coating not less than grade AC 10 as per IS : 1868) transparent or dyed to required colour or shade, with necessary screws etc. complete : | item no.154 | [52 empty] | 8.58 | Providing and fixing aluminium handles, ISI marked, anodised (anodic coating not less than grade AC 10 as per IS : 1868) transparent or dyed to required colour or shade, with necessary screws etc. complete : | item no.154
8.59 | 125 mm | item no.155 | 3 | each | 52.3 |  |  | Excess(+) | 1 | Full Conversion | INR | [40 empty] | #VALUE! | #VALUE! | #VALUE! | 8.59 | 125 mm | item no.155 | 3 | each
8.6 | 100 mm | item no.156 | 3 | each | 46.33 |  |  | Excess(+) | 1 | Full Conversion | INR | [40 empty] | #VALUE! | #VALUE! | #VALUE! | 8.6 | 100 mm | item no.156 | 3 | each
8.61 | Providing and fixing aluminium hanging floor door stopper, ISI marked, anodised (anodic coating not less than grade AC 10 as per IS : 1868) transparent or dyed to required colour and shade, with necessary screws etc. complete. | item no.157 | [52 empty] | 8.61 | Providing and fixing aluminium hanging floor door stopper, ISI marked, anodised (anodic coating not less than grade AC 10 as per IS : 1868) transparent or dyed to required colour and shade, with necessary screws etc. complete. | item no.157
8.62 | Single rubber stopper | item no.158 | 3 | each | 29.76 |  |  | Excess(+) | 1 | Full Conversion | INR | [40 empty] | #VALUE! | #VALUE! | #VALUE! | 8.62 | Single rubber stopper | item no.158 | 3 | each
8.63 | Twin rubber stopper | item no.159 | 3 | each | 54.4 |  |  | Excess(+) | 1 | Full Conversion | INR | [40 empty] | #VALUE! | #VALUE! | #VALUE! | 8.63 | Twin rubber stopper | item no.159 | 3 | each
8.64 | Providing and fixing 2nd class teak wood lipping/ moulded beading or taj beading of size 18X5 mm fixed with wooden adhesive of approved quality and screws/nails on the edges of the Pre-laminated particle board as per direction of Engineer-in-charge. | item no.160 | 3 | metre | 69.13 |  |  | Excess(+) | 1 | Full Conversion | INR | [40 empty] | #VALUE! | #VALUE! | #VALUE! | 8.64 | Providing and fixing 2nd class teak wood lipping/ moulded beading or taj beading of size 18X5 mm fixed with wooden adhesive of approved quality and screws/nails on the edges of the Pre-laminated particle board as per direction of Engineer-in-charge. | item no.160 | 3 | metre
8.65 | Providing and fixing magnetic catcher of approved quality in cupboard / ward robe shutters, including fixing with necessary screws etc. complete. | item no.161 | [52 empty] | 8.65 | Providing and fixing magnetic catcher of approved quality in cupboard / ward robe shutters, including fixing with necessary screws etc. complete. | item no.161
8.66 | Triple strip vertical type | item no.162 | 3 | each | 34.23 |  |  | Excess(+) | 1 | Full Conversion | INR | [40 empty] | #VALUE! | #VALUE! | #VALUE! | 8.66 | Triple strip vertical type | item no.162 | 3 | each
8.67 | Double strip (horizontal type) | item no.163 | 3 | each | 27.22 |  |  | Excess(+) | 1 | Full Conversion | INR | [40 empty] | #VALUE! | #VALUE! | #VALUE! | 8.67 | Double strip (horizontal type) | item no.163 | 3 | each
8.68 | Providing and fixing powder coated telescopic drawer channels 300 mm long with necessary screws etc. complete as per directions of Engineer- in-charge. | item no.164 | 3 | one set | 297.89 |  |  | Excess(+) | 1 | Full Conversion | INR | [40 empty] | #VALUE! | #VALUE! | #VALUE! | 8.68 | Providing and fixing powder coated telescopic drawer channels 300 mm long with necessary screws etc. complete as per directions of Engineer- in-charge. | item no.164 | 3 | one set
8.69 | Providing and fixing sliding arrangement in racks/ cupboards/cabinets shutter by with stainless steel rollers to run inside C or E aluminium channel section (The payment of C or E channel shall be made separately) | item no.165 | 3 | each | 12.97 |  |  | Excess(+) | 1 | Full Conversion | INR | [40 empty] | #VALUE! | #VALUE! | #VALUE! | 8.69 | Providing and fixing sliding arrangement in racks/ cupboards/cabinets shutter by with stainless steel rollers to run inside C or E aluminium channel section (The payment of C or E channel shall be made separately) | item no.165 | 3 | each
8.7 | Providing & Fixing decorative high pressure laminated sheet of plain / wood grain in gloss / matt/ suede finish with high density protective surface layer and reverse side of adhesive bonding quality conforming to IS : 2046 Type S, including cost of adhesive of approved quality. | item no.166 | [52 empty] | 8.7 | Providing & Fixing decorative high pressure laminated sheet of plain / wood grain in gloss / matt/ suede finish with high density protective surface layer and reverse side of adhesive bonding quality conforming to IS : 2046 Type S, including cost of adhesive of approved quality. | item no.166
8.71 | 1.0 mm thick | item no.167 | 3 | sqm | 629.24 |  |  | Excess(+) | 1 | Full Conversion | INR | [40 empty] | #VALUE! | #VALUE! | #VALUE! | 8.71 | 1.0 mm thick | item no.167 | 3 | sqm
8.72 | Providing and fixing fly proof stainless steel grade 304 wire gauge, to windows and clerestory windows using wire gauge with average width of aperture 1.4 mm in both directions with wire of dia. 0.50 mm all complete. | item no.168 | [52 empty] | 8.72 | Providing and fixing fly proof stainless steel grade 304 wire gauge, to windows and clerestory windows using wire gauge with average width of aperture 1.4 mm in both directions with wire of dia. 0.50 mm all complete. | item no.168
8.73 | With 2nd class teak wood beading 62X19 mm | item no.169 | 3 | sqm | 1186.84 |  |  | Excess(+) | 1 | Full Conversion | INR | [40 empty] | #VALUE! | #VALUE! | #VALUE! | 8.73 | With 2nd class teak wood beading 62X19 mm | item no.169 | 3 | sqm
8.74 | With 12 mm mild steel U beading | item no.170 | 3 | sqm | 878.12 |  |  | Excess(+) | 1 | Full Conversion | INR | [40 empty] | #VALUE! | #VALUE! | #VALUE! | 8.74 | With 12 mm mild steel U beading | item no.170 | 3 | sqm
8.75 | Providing and fixing PVC Door Frame of size 50x47 mm with a wall thickness of 5 mm (± 0.2 mm), made out of single piece extruded PVC profile, with mitred cut joints and joint with 2 nos of PVC bracket of size 190 mm x 100 mm long arms of cross section size 35 x 15 mm & self driven self taping screws, the vertical door profiles to be reinforced with 40x20 mm M.S. rectangular tube of 0.8 mm , including providing EPDM rubber gasket weather seal throughout the frame, including jointing 5 mm PVC frame strip with PVC solvent cement on the back of the profile. The door frame to be fixed to the wall using 8 x100 mm long anchor fasteners complete, all as per manufacturer's specification and direction of Engineer -in- charge. | item no.171 | 3 | metre | 400.52 |  |  | Excess(+) | 1 | Full Conversion | INR | [40 empty] | #VALUE! | #VALUE! | #VALUE! | 8.75 | Providing and fixing PVC Door Frame of size 50x47 mm with a wall thickness of 5 mm (± 0.2 mm), made out of single piece extruded PVC profile, with mitred cut joints and joint with 2 nos of PVC bracket of size 190 mm x 100 mm long arms of cross section size 35 x 15 mm & self driven self taping screws, the vertical door profiles to be reinforced with 40x20 mm M.S. rectangular tube of 0.8 mm , including providing EPDM rubber gasket weather seal throughout the frame, including jointing 5 mm PVC frame strip with PVC solvent cement on the back of the profile. The door frame to be fixed to the wall using 8 x100 mm long anchor fasteners complete, all as per manufacturer's specification and direction of Engineer -in- charge. | item no.171 | 3 | metre
8.76 | 35 mm thick factory made Solid panel PVC Door shutter, made out of single piece extruded soild PVC profiles, 5 mm (± 0.2 mm) thick, having styles & rails (except lock rail) of size 95 mmx 35 mm x 5 mm, out of which 75 mm shall be flat and 20 mm shall be tapered (on both side), having one side thickness of 15 mm integrally extruded on the hinge side of the profile for better screw holding power, including reinforcing with MS tube of size 40 mm X 20 mm x 1 mm, joints of styles & rails to be mitered cut & joint with the help of PVC solvent cement, self driven self tapping screws & M.S. rectangular pipes bracket of size 190 mm X 100 mm of cross section size 35 mm x 17 mm x 1 mm at each corner. Single piece extruded 5 mm thick solid PVC Lock rail of size 115 mm x 35 mm, out of which 75 mm to be flat and 20 mm to be tapered at both ends, having 15 mm solid core in middle of rail section integrally extruded, fixing the styles & rails with the help of solvent and self driven self tapping screws of 125 mm x 11 mm, including providing 5 mm Single piece solid PVC extruded sheet inserted in the door as panel, all complete as per manufacturer's specification and direction of Engineer-in-charge. | item no.172 | [52 empty] | 8.76 | 35 mm thick factory made Solid panel PVC Door shutter, made out of single piece extruded soild PVC profiles, 5 mm (± 0.2 mm) thick, having styles & rails (except lock rail) of size 95 mmx 35 mm x 5 mm, out of which 75 mm shall be flat and 20 mm shall be tapered (on both side), having one side thickness of 15 mm integrally extruded on the hinge side of the profile for better screw holding power, including reinforcing with MS tube of size 40 mm X 20 mm x 1 mm, joints of styles & rails to be mitered cut & joint with the help of PVC solvent cement, self driven self tapping screws & M.S. rectangular pipes bracket of size 190 mm X 100 mm of cross section size 35 mm x 17 mm x 1 mm at each corner. Single piece extruded 5 mm thick solid PVC Lock rail of size 115 mm x 35 mm, out of which 75 mm to be flat and 20 mm to be tapered at both ends, having 15 mm solid core in middle of rail section integrally extruded, fixing the styles & rails with the help of solvent and self driven self tapping screws of 125 mm x 11 mm, including providing 5 mm Single piece solid PVC extruded sheet inserted in the door as panel, all complete as per manufacturer's specification and direction of Engineer-in-charge. | item no.172
8.77 | Non decorative finish (matt finish) | item no.173 | 3 | sqm | 2841.56 |  |  | Excess(+) | 1 | Full Conversion | INR | [40 empty] | #VALUE! | #VALUE! | #VALUE! | 8.77 | Non decorative finish (matt finish) | item no.173 | 3 | sqm
8.78 | Decorative finish (wood grained finish) | item no.174 | 3 | sqm | 3369.44 |  |  | Excess(+) | 1 | Full Conversion | INR | [40 empty] | #VALUE! | #VALUE! | #VALUE! | 8.78 | Decorative finish (wood grained finish) | item no.174 | 3 | sqm
8.79 | Providing and fixing stainless steel (SS-304 grade) friction hinges to the side/top hung uPVC windows, of approved quality, with necessary stainless steel screws etc. as per direction of Engineer-in-charge. | item no.175 | [52 empty] | 8.79 | Providing and fixing stainless steel (SS-304 grade) friction hinges to the side/top hung uPVC windows, of approved quality, with necessary stainless steel screws etc. as per direction of Engineer-in-charge. | item no.175
8.8 | 200 x 19 x 1.9 mm | item no.176 | 3 | each | 262.95 |  |  | Excess(+) | 1 | Full Conversion | INR | [40 empty] | #VALUE! | #VALUE! | #VALUE! | 8.8 | 200 x 19 x 1.9 mm | item no.176 | 3 | each
8.81 | 250 x 19 x 1.9 mm | item no.177 | 3 | each | 292.28 |  |  | Excess(+) | 1 | Full Conversion | INR | [40 empty] | #VALUE! | #VALUE! | #VALUE! | 8.81 | 250 x 19 x 1.9 mm | item no.177 | 3 | each
8.82 | 300 x 19 x 1.9 mm | item no.178 | 3 | each | 309.86 |  |  | Excess(+) | 1 | Full Conversion | INR | [40 empty] | #VALUE! | #VALUE! | #VALUE! | 8.82 | 300 x 19 x 1.9 mm | item no.178 | 3 | each
8.83 | Providing and fixing casement handle made of zinc alloyed (white powder coated) for uPVC casement window with necessary screws etc. complete. | item no.179 | 3 | each | 164.62 |  |  | Excess(+) | 1 | Full Conversion | INR | [40 empty] | #VALUE! | #VALUE! | #VALUE! | 8.83 | Providing and fixing casement handle made of zinc alloyed (white powder coated) for uPVC casement window with necessary screws etc. complete. | item no.179 | 3 | each
8.84 | Providing and fixing zinc alloyed (white powder coated) touch lock for uPVC sliding window with necessary screws etc. complete. | item no.180 | 3 | each | 135.33 |  |  | Excess(+) | 1 | Full Conversion | INR | [40 empty] | #VALUE! | #VALUE! | #VALUE! | 8.84 | Providing and fixing zinc alloyed (white powder coated) touch lock for uPVC sliding window with necessary screws etc. complete. | item no.180 | 3 | each
8.85 | Providing and fixing steel roller for uPVC sliding window with necessary screws etc. complete. | item no.181 | 3 | each | 77.81 |  |  | Excess(+) | 1 | Full Conversion | INR | [40 empty] | #VALUE! | #VALUE! | #VALUE! | 8.85 | Providing and fixing steel roller for uPVC sliding window with necessary screws etc. complete. | item no.181 | 3 | each
9 | STEEL WORK | item no.182 | [52 empty] | 9 | STEEL WORK | item no.182
9.01 | Structural steel work riveted, bolted or welded in built up sections, trusses and framed work, including cutting, hoisting, fixing in position and applying a priming coat of approved steel primer all complete. | item no.183 | 300 | kg | 89.21 |  |  | Excess(+) | 1 | Full Conversion | INR | [40 empty] | #VALUE! | #VALUE! | #VALUE! | 9.01 | Structural steel work riveted, bolted or welded in built up sections, trusses and framed work, including cutting, hoisting, fixing in position and applying a priming coat of approved steel primer all complete. | item no.183 | 300 | kg
9.02 | Providing and fixing 1 mm thick M.S. sheet sliding-shutters, with frame and diagonal braces of 40x40x6 mm angle iron, 3 mm M.S. gusset plates at the junctions and corners, 25 mm dia pulley, 40x40x6 mm angle and T- iron guide at the top and bottom respectively, including applying a priming coat of approved steel primer | item no.184 | 6 | sqm | 4377.07 |  |  | Excess(+) | 1 | Full Conversion | INR | [40 empty] | #VALUE! | #VALUE! | #VALUE! | 9.02 | Providing and fixing 1 mm thick M.S. sheet sliding-shutters, with frame and diagonal braces of 40x40x6 mm angle iron, 3 mm M.S. gusset plates at the junctions and corners, 25 mm dia pulley, 40x40x6 mm angle and T- iron guide at the top and bottom respectively, including applying a priming coat of approved steel primer | item no.184 | 6 | sqm
9.03 | Providing and fixing 1mm thick M.S. sheet door with frame of 40x40x6 mm angle iron and 3 mm M.S. gusset plates at the junctions and corners, all necessary fittings complete, including applying a priming coat of approved steel primer. | item no.185 | [52 empty] | 9.03 | Providing and fixing 1mm thick M.S. sheet door with frame of 40x40x6 mm angle iron and 3 mm M.S. gusset plates at the junctions and corners, all necessary fittings complete, including applying a priming coat of approved steel primer. | item no.185
9.04 | Using M.S. angels 40x40x6 mm for diagonal braces | item no.186 | 6 | sqm | 3882.63 |  |  | Excess(+) | 1 | Full Conversion | INR | [40 empty] | #VALUE! | #VALUE! | #VALUE! | 9.04 | Using M.S. angels 40x40x6 mm for diagonal braces | item no.186 | 6 | sqm
9.05 | Supplying and fixing rolling shutters of approved make, made of required size M.S. laths, interlocked together through their entire length and jointed together at the end by end locks, mounted on specially designed pipe shaft with brackets, side guides and arrangements for inside and outside locking with push and pull operation complete, including the cost of providing and fixing necessary 27.5 cm long wire springs manufactured from high tensile steel wire of adequate strength conforming to IS: 4454 - part 1 and M.S. top cover of required thickness for rolling shutters. | item no.187 | [52 empty] | 9.05 | Supplying and fixing rolling shutters of approved make, made of required size M.S. laths, interlocked together through their entire length and jointed together at the end by end locks, mounted on specially designed pipe shaft with brackets, side guides and arrangements for inside and outside locking with push and pull operation complete, including the cost of providing and fixing necessary 27.5 cm long wire springs manufactured from high tensile steel wire of adequate strength conforming to IS: 4454 - part 1 and M.S. top cover of required thickness for rolling shutters. | item no.187
9.06 | 80x1.25 mm M.S. laths with 1.25 mm thick top cover | item no.188 | 6 | sqm | 2581.41 |  |  | Excess(+) | 1 | Full Conversion | INR | [40 empty] | #VALUE! | #VALUE! | #VALUE! | 9.06 | 80x1.25 mm M.S. laths with 1.25 mm thick top cover | item no.188 | 6 | sqm
9.07 | 80x1.20 mm M.S. laths with 1.20 mm thick top cover | item no.189 | 6 | sqm | 2458.26 |  |  | Excess(+) | 1 | Full Conversion | INR | [40 empty] | #VALUE! | #VALUE! | #VALUE! | 9.07 | 80x1.20 mm M.S. laths with 1.20 mm thick top cover | item no.189 | 6 | sqm
9.08 | Providing and fixing factory made ISI marked steel glazed doors, windows and ventilators, side /top /centre hung, with beading and all members such as F7D,F4B, K11 B and K12 B etc. complete of standard rolled steel sections, joints mitred and flash butt welded and sash bars tenoned and riveted, including providing and fixing of hinges, pivots, including priming coat of approved steel primer, but excluding the cost of other fittings, complete all as per approved design, (sectional weight of only steel members shall be measured for payment). | item no.190 | [52 empty] | 9.08 | Providing and fixing factory made ISI marked steel glazed doors, windows and ventilators, side /top /centre hung, with beading and all members such as F7D,F4B, K11 B and K12 B etc. complete of standard rolled steel sections, joints mitred and flash butt welded and sash bars tenoned and riveted, including providing and fixing of hinges, pivots, including priming coat of approved steel primer, but excluding the cost of other fittings, complete all as per approved design, (sectional weight of only steel members shall be measured for payment). | item no.190
9.09 | Fixing with 15x3 mm lugs 10 cm long embedded in cement concrete block 15x10x10 cm of C.C. 1:3:6 (1 Cement : 3 coarse sand : 6 graded stone aggregate 20 mm nominal size) | item no.191 | 15 | kg | 145.98 |  |  | Excess(+) | 1 | Full Conversion | INR | [40 empty] | #VALUE! | #VALUE! | #VALUE! | 9.09 | Fixing with 15x3 mm lugs 10 cm long embedded in cement concrete block 15x10x10 cm of C.C. 1:3:6 (1 Cement : 3 coarse sand : 6 graded stone aggregate 20 mm nominal size) | item no.191 | 15 | kg
9.1 | Providing and fixing T-iron frames for doors, windows and ventilators of mild steel Tee-sections, joints mitred and welded, including fixing of necessary butt hinges and screws and applying a priming coat of approved steel primer. | item no.192 | [52 empty] | 9.1 | Providing and fixing T-iron frames for doors, windows and ventilators of mild steel Tee-sections, joints mitred and welded, including fixing of necessary butt hinges and screws and applying a priming coat of approved steel primer. | item no.192
9.11 | Fixing with 15x3 mm lugs 10 cm long embedded in cement concrete block 15x10x10 cm of C.C. 1:3:6 (1 Cement : 3 coarse sand : 6 graded stone aggregate 20 mm nominal size). | item no.193 | 15 | kg | 93.33 |  |  | Excess(+) | 1 | Full Conversion | INR | [40 empty] | #VALUE! | #VALUE! | #VALUE! | 9.11 | Fixing with 15x3 mm lugs 10 cm long embedded in cement concrete block 15x10x10 cm of C.C. 1:3:6 (1 Cement : 3 coarse sand : 6 graded stone aggregate 20 mm nominal size). | item no.193 | 15 | kg
9.12 | Providing and fixing pressed steel door frames conforming to IS: 4351, manufactured from commercial mild steel sheet of 1.60 mm thickness, including hinges, jamb, lock jamb, bead and if required angle threshold of mild steel angle of section 50x25 mm, or base ties of 1.60 mm, pressed mild steel welded or rigidly fixed together by mechanical means, including M.S. pressed butt hinges 2.5 mm thick with mortar guards, lock strike-plate and shock absorbers as specified and applying a coat of approved steel primer after pre-treatment of the surface as directed by Engineer-in-charge: | item no.194 | [52 empty] | 9.12 | Providing and fixing pressed steel door frames conforming to IS: 4351, manufactured from commercial mild steel sheet of 1.60 mm thickness, including hinges, jamb, lock jamb, bead and if required angle threshold of mild steel angle of section 50x25 mm, or base ties of 1.60 mm, pressed mild steel welded or rigidly fixed together by mechanical means, including M.S. pressed butt hinges 2.5 mm thick with mortar guards, lock strike-plate and shock absorbers as specified and applying a coat of approved steel primer after pre-treatment of the surface as directed by Engineer-in-charge: | item no.194
9.13 | Profile B | item no.195 | [52 empty] | 9.13 | Profile B | item no.195
9.14 | Fixing with adjustable lugs with split end tail to each jamb | item no.196 | 6 | metre | 366.15 |  |  | Excess(+) | 1 | Full Conversion | INR | [40 empty] | #VALUE! | #VALUE! | #VALUE! | 9.14 | Fixing with adjustable lugs with split end tail to each jamb | item no.196 | 6 | metre
9.15 | Profile C | item no.197 | [52 empty] | 9.15 | Profile C | item no.197
9.16 | Fixing with adjustable lugs with split end tail to each jamb | item no.198 | 6 | metre | 389.6 |  |  | Excess(+) | 1 | Full Conversion | INR | [40 empty] | #VALUE! | #VALUE! | #VALUE! | 9.16 | Fixing with adjustable lugs with split end tail to each jamb | item no.198 | 6 | metre
9.17 | Providing and fixing M.S. Tubular frames for doors, windows, ventilators and cupboard with rectangular/ L-Type sections, made of 1.60 mm thick M.S. Sheet, joints mitred, welded and grinded finish, with profiles of required size, including fixing of necessary butt hinges and screws and applying a priming coat of approved steel primer. | item no.199 | [52 empty] | 9.17 | Providing and fixing M.S. Tubular frames for doors, windows, ventilators and cupboard with rectangular/ L-Type sections, made of 1.60 mm thick M.S. Sheet, joints mitred, welded and grinded finish, with profiles of required size, including fixing of necessary butt hinges and screws and applying a priming coat of approved steel primer. | item no.199
9.18 | Fixing with 15x3 mm lugs 10 cm long embedded in cement concrete block 15x10x10 cm of C.C. 1:3:6 (1 Cement : 3 coarse sand : 6 graded stone aggregate 20 mm nominal size) | item no.200 | 6 | kg | 120.38 |  |  | Excess(+) | 1 | Full Conversion | INR | [40 empty] | #VALUE! | #VALUE! | #VALUE! | 9.18 | Fixing with 15x3 mm lugs 10 cm long embedded in cement concrete block 15x10x10 cm of C.C. 1:3:6 (1 Cement : 3 coarse sand : 6 graded stone aggregate 20 mm nominal size) | item no.200 | 6 | kg
9.19 | Steel work welded in built up sections/ framed work, including cutting, hoisting, fixing in position and applying a priming coat of approved steel primer using structural steel etc. as required. | item no.201 | [52 empty] | 9.19 | Steel work welded in built up sections/ framed work, including cutting, hoisting, fixing in position and applying a priming coat of approved steel primer using structural steel etc. as required. | item no.201
9.2 | In stringers, treads, landings etc. of stair cases, including use of chequered plate wherever required, all complete | item no.202 | 450 | kg | 82.11 |  |  | Excess(+) | 1 | Full Conversion | INR | [40 empty] | #VALUE! | #VALUE! | #VALUE! | 9.2 | In stringers, treads, landings etc. of stair cases, including use of chequered plate wherever required, all complete | item no.202 | 450 | kg
9.21 | In gratings, frames, guard bar, ladder, railings, brackets, gates and similar works | item no.203 | 90 | kg | 114.86 |  |  | Excess(+) | 1 | Full Conversion | INR | [40 empty] | #VALUE! | #VALUE! | #VALUE! | 9.21 | In gratings, frames, guard bar, ladder, railings, brackets, gates and similar works | item no.203 | 90 | kg
9.22 | Providing and fixing hand rail of approved size by welding etc. to steel ladder railing, balcony railing, staircase railing and similar works, including applying priming coat of approved steel primer. | item no.204 | [52 empty] | 9.22 | Providing and fixing hand rail of approved size by welding etc. to steel ladder railing, balcony railing, staircase railing and similar works, including applying priming coat of approved steel primer. | item no.204
9.23 | M.S. tube | item no.205 | 30 | kg | 127.7 |  |  | Excess(+) | 1 | Full Conversion | INR | [40 empty] | #VALUE! | #VALUE! | #VALUE! | 9.23 | M.S. tube | item no.205 | 30 | kg
9.24 | Providing and fixing carbon steel galvanised ( minimum coating 5 micron) dash fastener of 10 mm dia double threaded 6.8 grade (yield strength 480 N/mm2), counter sunk head, comprising of 10 mm dia polyamide PA 6 grade sleeve, including drilling of hole in frame , concrete/ masonry, etc. as per direction of Engineer-in-charge. | item no.206 | [52 empty] | 9.24 | Providing and fixing carbon steel galvanised ( minimum coating 5 micron) dash fastener of 10 mm dia double threaded 6.8 grade (yield strength 480 N/mm2), counter sunk head, comprising of 10 mm dia polyamide PA 6 grade sleeve, including drilling of hole in frame , concrete/ masonry, etc. as per direction of Engineer-in-charge. | item no.206
9.25 | 10 x 80 mm | item no.207 | 6 | each | 95.57 |  |  | Excess(+) | 1 | Full Conversion | INR | [40 empty] | #VALUE! | #VALUE! | #VALUE! | 9.25 | 10 x 80 mm | item no.207 | 6 | each
9.26 | 10 x 120 mm | item no.208 | 6 | each | 117.71 |  |  | Excess(+) | 1 | Full Conversion | INR | [40 empty] | #VALUE! | #VALUE! | #VALUE! | 9.26 | 10 x 120 mm | item no.208 | 6 | each
9.27 | 10 x 140 mm | item no.209 | 6 | each | 127.7 |  |  | Excess(+) | 1 | Full Conversion | INR | [40 empty] | #VALUE! | #VALUE! | #VALUE! | 9.27 | 10 x 140 mm | item no.209 | 6 | each
9.28 | Providing and fixing stainless steel ( Grade 304) railing made of Hollow tubes, channels, plates etc., including welding, grinding, buffing, polishing and making curvature (wherever required) and fitting the same with necessary stainless steel nuts and bolts complete, i/c fixing the railing with necessary accessories & stainless steel dash fasteners , stainless steel bolts etc., of required size, on the top of the floor or the side of waist slab with suitable arrangement as per approval of Engineer-in-charge, (for payment purpose only weight of stainless steel members shall be considered excluding fixing accessories such as nuts, bolts, fasteners etc.). | item no.210 | 15 | kg | 504.55 |  |  | Excess(+) | 1 | Full Conversion | INR | [40 empty] | #VALUE! | #VALUE! | #VALUE! | 9.28 | Providing and fixing stainless steel ( Grade 304) railing made of Hollow tubes, channels, plates etc., including welding, grinding, buffing, polishing and making curvature (wherever required) and fitting the same with necessary stainless steel nuts and bolts complete, i/c fixing the railing with necessary accessories & stainless steel dash fasteners , stainless steel bolts etc., of required size, on the top of the floor or the side of waist slab with suitable arrangement as per approval of Engineer-in-charge, (for payment purpose only weight of stainless steel members shall be considered excluding fixing accessories such as nuts, bolts, fasteners etc.). | item no.210 | 15 | kg
9.29 | Providing & fixing fly proof wire gauze to windows, clerestory windows & doors with M.S. Flat 15x3 mm and nuts & bolts complete. | item no.211 | [52 empty] | 9.29 | Providing & fixing fly proof wire gauze to windows, clerestory windows & doors with M.S. Flat 15x3 mm and nuts & bolts complete. | item no.211
9.3 | Galvanised M.S. Wire gauze with 0.63 mm dia wire and 1.4 mm aperture on both sides | item no.212 | 3 | sqm | 621.92 |  |  | Excess(+) | 1 | Full Conversion | INR | [40 empty] | #VALUE! | #VALUE! | #VALUE! | 9.3 | Galvanised M.S. Wire gauze with 0.63 mm dia wire and 1.4 mm aperture on both sides | item no.212 | 3 | sqm
9.31 | Stainless steel (grade 304) wire gauze of 0.5 mm dia wire and 1.4 mm aperture on both sides | item no.213 | 15 | sqm | 815.03 |  |  | Excess(+) | 1 | Full Conversion | INR | [40 empty] | #VALUE! | #VALUE! | #VALUE! | 9.31 | Stainless steel (grade 304) wire gauze of 0.5 mm dia wire and 1.4 mm aperture on both sides | item no.213 | 15 | sqm
9.32 | Providing & fixing glass panes with putty and glazing clips in steel doors, windows, clerestory windows, all complete with : | item no.214 | [52 empty] | 9.32 | Providing & fixing glass panes with putty and glazing clips in steel doors, windows, clerestory windows, all complete with : | item no.214
9.33 | 4.0 mm thick glass panes | item no.215 | 15 | sqm | 789.6 |  |  | Excess(+) | 1 | Full Conversion | INR | [40 empty] | #VALUE! | #VALUE! | #VALUE! | 9.33 | 4.0 mm thick glass panes | item no.215 | 15 | sqm
10 | FLOORING | item no.216 | [52 empty] | 10 | FLOORING | item no.216
10.01 | Brick on edge flooring with bricks of class designation 7.5 on a bed of 12 mm cement mortar, including filling the joints with same mortar, with common burnt clay non modular bricks: | item no.217 | [52 empty] | 10.01 | Brick on edge flooring with bricks of class designation 7.5 on a bed of 12 mm cement mortar, including filling the joints with same mortar, with common burnt clay non modular bricks: | item no.217
10.02 | 1:6 (1cement : 6 coarse sand) | item no.218 | 15 | sqm | 727.26 |  |  | Excess(+) | 1 | Full Conversion | INR | [40 empty] | #VALUE! | #VALUE! | #VALUE! | 10.02 | 1:6 (1cement : 6 coarse sand) | item no.218 | 15 | sqm
10.03 | Cement concrete flooring 1:2:4 (1 cement : 2 coarse sand : 4 graded stone aggregate) finished with a floating coat of neat cement, including cement slurry, but excluding the cost of nosing of steps etc. complete. | item no.219 | [52 empty] | 10.03 | Cement concrete flooring 1:2:4 (1 cement : 2 coarse sand : 4 graded stone aggregate) finished with a floating coat of neat cement, including cement slurry, but excluding the cost of nosing of steps etc. complete. | item no.219
10.04 | 40 mm thick with 20 mm nominal size stone aggregate | item no.220 | 15 | sqm | 436.95 |  |  | Excess(+) | 1 | Full Conversion | INR | [40 empty] | #VALUE! | #VALUE! | #VALUE! | 10.04 | 40 mm thick with 20 mm nominal size stone aggregate | item no.220 | 15 | sqm
10.05 | 62 mm thick cement concrete flooring with concrete hardener topping, under layer 50 mm thick cement concrete 1:2:4 (1 cement : 2 coarse sand : 4 graded stone aggregate 20mm nominal size) and top layer 12mm thick cement hardener consisting of mix 1:2 (1 cement hardener mix : 2 graded stone aggregate, 6mm nominal size) by volume, hardening compound mixed @ 2 litre per 50 kg of cement or as per manufacture’s specifications. This includes cost of cement slurry, but excluding the cost of nosing of steps etc. complete. | item no.221 | 6 | sqm | 749.05 |  |  | Excess(+) | 1 | Full Conversion | INR | [40 empty] | #VALUE! | #VALUE! | #VALUE! | 10.05 | 62 mm thick cement concrete flooring with concrete hardener topping, under layer 50 mm thick cement concrete 1:2:4 (1 cement : 2 coarse sand : 4 graded stone aggregate 20mm nominal size) and top layer 12mm thick cement hardener consisting of mix 1:2 (1 cement hardener mix : 2 graded stone aggregate, 6mm nominal size) by volume, hardening compound mixed @ 2 litre per 50 kg of cement or as per manufacture’s specifications. This includes cost of cement slurry, but excluding the cost of nosing of steps etc. complete. | item no.221 | 6 | sqm
10.06 | Cement plaster skirting up to 30 cm height, with cement mortar 1:3 (1 cement : 3 coarse sand), finished with a floating coat of neat cement. | item no.222 | [52 empty] | 10.06 | Cement plaster skirting up to 30 cm height, with cement mortar 1:3 (1 cement : 3 coarse sand), finished with a floating coat of neat cement. | item no.222
10.07 | 18 mm thick | item no.223 | 6 | sqm | 456.94 |  |  | Excess(+) | 1 | Full Conversion | INR | [40 empty] | #VALUE! | #VALUE! | #VALUE! | 10.07 | 18 mm thick | item no.223 | 6 | sqm
10.08 | Cement concrete pavement with 1:2:4 (1 cement : 2 coarse sand : 4 graded stone aggregate 20 mm nominal size), including finishing complete. | item no.224 | 2 | cum | 6431.47 |  |  | Excess(+) | 1 | Full Conversion | INR | [40 empty] | #VALUE! | #VALUE! | #VALUE! | 10.08 | Cement concrete pavement with 1:2:4 (1 cement : 2 coarse sand : 4 graded stone aggregate 20 mm nominal size), including finishing complete. | item no.224 | 2 | cum
10.09 | 40 mm thick marble chips flooring rubbed and polished to granolithic finish, under layer 34 mm thick cement concrete 1:2:4 (1 cement : 2 coarse sand : 4 graded stone aggregate 12.5 mm nominal size) and top layer 6mm thick with white, black, chocolate, grey, yellow or green marble chips of sizes from 1 mm to 4 mm nominal size, laid in cement marble powder mix 3:1 (3 cement : 1 marble powder) by weight in proportion of 4:7 (4 cement marble powder mix : 7 marble chips) by volume, including cement slurry etc. complete : | item no.225 | [52 empty] | 10.09 | 40 mm thick marble chips flooring rubbed and polished to granolithic finish, under layer 34 mm thick cement concrete 1:2:4 (1 cement : 2 coarse sand : 4 graded stone aggregate 12.5 mm nominal size) and top layer 6mm thick with white, black, chocolate, grey, yellow or green marble chips of sizes from 1 mm to 4 mm nominal size, laid in cement marble powder mix 3:1 (3 cement : 1 marble powder) by weight in proportion of 4:7 (4 cement marble powder mix : 7 marble chips) by volume, including cement slurry etc. complete : | item no.225
10.1 | Medium shade pigment with 50% white cement and 50% ordinary cement | item no.226 | 6 | sqm | 752.91 | 37800 |  | Excess(+) | 1 | Full Conversion | INR | [40 empty] | #VALUE! | #VALUE! | #VALUE! | 10.1 | Medium shade pigment with 50% white cement and 50% ordinary cement | item no.226 | 6 | sqm
10.11 | Marble chips skirting up to 30 cm height, rubbed and polished to granolithic finish, top layer 6 mm thick with white, black, chocolate, grey, yellow or green marble chips of sizes from smallest to 4 mm nominal size, laid in cement marble powder mix 3:1 (3 cement : 1 marble powder) by weight in proportion of 4:7 (4 cement marble powder mix : 7 marble chips) by volume : | item no.227 | [52 empty] | 10.11 | Marble chips skirting up to 30 cm height, rubbed and polished to granolithic finish, top layer 6 mm thick with white, black, chocolate, grey, yellow or green marble chips of sizes from smallest to 4 mm nominal size, laid in cement marble powder mix 3:1 (3 cement : 1 marble powder) by weight in proportion of 4:7 (4 cement marble powder mix : 7 marble chips) by volume : | item no.227
10.12 | 18 mm thick with under layer 12 mm thick in cement plaster 1:3 (1 cement : 3 coarse sand) : | item no.228 | [52 empty] | 10.12 | 18 mm thick with under layer 12 mm thick in cement plaster 1:3 (1 cement : 3 coarse sand) : | item no.228
10.13 | Dark shade pigment with ordinary cement | item no.229 | 3 | sqm | 1225.95 |  |  | Excess(+) | 1 | Full Conversion | INR | [40 empty] | #VALUE! | #VALUE! | #VALUE! | 10.13 | Dark shade pigment with ordinary cement | item no.229 | 3 | sqm
10.14 | Providing and fixing glass strips in joints of terrazo/ cement concrete floors. | item no.230 | [52 empty] | 10.14 | Providing and fixing glass strips in joints of terrazo/ cement concrete floors. | item no.230
10.15 | 40 mm wide and 4 mm thick | item no.231 | 30 | metre | 65.89 | 37800 |  | Excess(+) | 1 | Full Conversion | INR | [40 empty] | #VALUE! | #VALUE! | #VALUE! | 10.15 | 40 mm wide and 4 mm thick | item no.231 | 30 | metre
10.16 | Providing and fixing 10 mm thick acid and/or alkali resistant tiles of approved make and colour using acid and/or alkali resisting mortar bedding, and joints filled with acid and/or alkali resisting cement as per IS : 4457, complete as per the direction of Engineer-in- Charge. | item no.232 | [52 empty] | 10.16 | Providing and fixing 10 mm thick acid and/or alkali resistant tiles of approved make and colour using acid and/or alkali resisting mortar bedding, and joints filled with acid and/or alkali resisting cement as per IS : 4457, complete as per the direction of Engineer-in- Charge. | item no.232
10.17 | In flooring on a bed of 10 mm thick mortar 1:4 (1 acid proof cement : 4 coarse sand) | item no.233 | [52 empty] | 10.17 | In flooring on a bed of 10 mm thick mortar 1:4 (1 acid proof cement : 4 coarse sand) | item no.233
10.18 | Acid and alkali resistant tile | item no.234 | 6 | sqm | 1310.82 | 37800 |  | Excess(+) | 1 | Full Conversion | INR | [40 empty] | #VALUE! | #VALUE! | #VALUE! | 10.18 | Acid and alkali resistant tile | item no.234 | 6 | sqm
10.19 | Marble stone flooring with 18 mm thick marble stone, as per sample of marble approved by Engineer-in-charge, over 20 mm (average) thick base of cement mortar 1:4 (1 cement : 4 coarse sand) laid and jointed with grey cement slurry, including rubbing and polishing complete with : | item no.235 | [52 empty] | 10.19 | Marble stone flooring with 18 mm thick marble stone, as per sample of marble approved by Engineer-in-charge, over 20 mm (average) thick base of cement mortar 1:4 (1 cement : 4 coarse sand) laid and jointed with grey cement slurry, including rubbing and polishing complete with : | item no.235
10.2 | Udaipur green marble | item no.236 | 3 | sqm | 1746.16 | 37800 |  | Excess(+) | 1 | Full Conversion | INR | [40 empty] | #VALUE! | #VALUE! | #VALUE! | 10.2 | Udaipur green marble | item no.236 | 3 | sqm
10.21 | Kota stone slab flooring over 20 mm (average) thick base laid over and jointed with grey cement slurry mixed with pigment to match the shade of the slab, including rubbing and polishing complete with base of cement mortar 1 : 4 (1 cement : 4 coarse sand) : | item no.237 | [52 empty] | 10.21 | Kota stone slab flooring over 20 mm (average) thick base laid over and jointed with grey cement slurry mixed with pigment to match the shade of the slab, including rubbing and polishing complete with base of cement mortar 1 : 4 (1 cement : 4 coarse sand) : | item no.237
10.22 | 25 mm thick | item no.238 | 6 | sqm | 1343.13 |  |  | Excess(+) | 1 | Full Conversion | INR | [40 empty] | #VALUE! | #VALUE! | #VALUE! | 10.22 | 25 mm thick | item no.238 | 6 | sqm
10.23 | Kota stone slabs 20 mm thick in risers of steps, skirting, dado and pillars laid on 12 mm (average) thick cement mortar 1:3 (1 cement: 3 coarse sand) and jointed with grey cement slurry mixed with pigment to match the shade of the slabs, including rubbing and polishing complete. | item no.239 | 3 | sqm | 1587.06 |  |  | Excess(+) | 1 | Full Conversion | INR | [40 empty] | #VALUE! | #VALUE! | #VALUE! | 10.23 | Kota stone slabs 20 mm thick in risers of steps, skirting, dado and pillars laid on 12 mm (average) thick cement mortar 1:3 (1 cement: 3 coarse sand) and jointed with grey cement slurry mixed with pigment to match the shade of the slabs, including rubbing and polishing complete. | item no.239 | 3 | sqm
10.24 | 40 mm thick fine dressed stone flooring over 20 mm (average) thick base of cement mortar 1:5 (1 cement : 5 coarse sand) with joints finished flush. | item no.240 | [52 empty] | 10.24 | 40 mm thick fine dressed stone flooring over 20 mm (average) thick base of cement mortar 1:5 (1 cement : 5 coarse sand) with joints finished flush. | item no.240
10.25 | Red sand stone | item no.241 | 6 | sqm | 779.43 |  |  | Excess(+) | 1 | Full Conversion | INR | [40 empty] | #VALUE! | #VALUE! | #VALUE! | 10.25 | Red sand stone | item no.241 | 6 | sqm
10.26 | Providing and laying Ceramic glazed floor tiles of size 300x300 mm (thickness to be specified by the manufacturer) of 1st quality conforming to IS : 15622 of approved make in colours such as White, Ivory, Grey, Fume Red Brown, laid on 20 mm thick cement mortar 1:4 (1 Cement : 4 Coarse sand), Jointing with grey cement slurry @ 3.3 kg/sqm including pointing the joints with white cement and matching pigment etc., complete. | item no.242 | 9 | sqm | 812.71 |  |  | Excess(+) | 1 | Full Conversion | INR | [40 empty] | #VALUE! | #VALUE! | #VALUE! | 10.26 | Providing and laying Ceramic glazed floor tiles of size 300x300 mm (thickness to be specified by the manufacturer) of 1st quality conforming to IS : 15622 of approved make in colours such as White, Ivory, Grey, Fume Red Brown, laid on 20 mm thick cement mortar 1:4 (1 Cement : 4 Coarse sand), Jointing with grey cement slurry @ 3.3 kg/sqm including pointing the joints with white cement and matching pigment etc., complete. | item no.242 | 9 | sqm
10.27 | Providing and laying Ceramic glazed floor tiles of size 300x300 mm (thickness to be specified by the manufacturer), of 1st quality conforming to IS : 15622, of approved make, in all colours, shades, except White, Ivory, Grey, Fume Red Brown, laid on 20 mm thick bed of cement mortar 1:4 (1 Cement : 4 Coarse sand), jointing with grey cement slurry @ 3.3 kg/ sq.m including pointing the joints with white cement and matching pigments etc., complete. | item no.243 | 3 | sqm | 873.91 |  |  | Excess(+) | 1 | Full Conversion | INR | [40 empty] | #VALUE! | #VALUE! | #VALUE! | 10.27 | Providing and laying Ceramic glazed floor tiles of size 300x300 mm (thickness to be specified by the manufacturer), of 1st quality conforming to IS : 15622, of approved make, in all colours, shades, except White, Ivory, Grey, Fume Red Brown, laid on 20 mm thick bed of cement mortar 1:4 (1 Cement : 4 Coarse sand), jointing with grey cement slurry @ 3.3 kg/ sq.m including pointing the joints with white cement and matching pigments etc., complete. | item no.243 | 3 | sqm
10.28 | Providing and laying vitrified floor tiles in different sizes (thickness to be specified by the manufacturer) with water absorption less than 0.08% and conforming to IS: 15622, of approved make, in all colours and shades, laid on 20mm thick cement mortar 1:4 (1 cement : 4 coarse sand), jointing with grey cement slurry @ 3.3 kg/ sqm including grouting the joints with white cement and matching pigments etc., complete. | item no.244 | [52 empty] | 10.28 | Providing and laying vitrified floor tiles in different sizes (thickness to be specified by the manufacturer) with water absorption less than 0.08% and conforming to IS: 15622, of approved make, in all colours and shades, laid on 20mm thick cement mortar 1:4 (1 cement : 4 coarse sand), jointing with grey cement slurry @ 3.3 kg/ sqm including grouting the joints with white cement and matching pigments etc., complete. | item no.244
10.29 | Size of Tile 500x500 mm | item no.245 | 3 | sqm | 1111.61 |  |  | Excess(+) | 1 | Full Conversion | INR | [40 empty] | #VALUE! | #VALUE! | #VALUE! | 10.29 | Size of Tile 500x500 mm | item no.245 | 3 | sqm
10.3 | Size of Tile 600x600 mm | item no.246 | 15 | sqm | 1315.69 |  |  | Excess(+) | 1 | Full Conversion | INR | [40 empty] | #VALUE! | #VALUE! | #VALUE! | 10.3 | Size of Tile 600x600 mm | item no.246 | 15 | sqm
10.31 | Providing and laying Vitrified tiles in different sizes (thickness to be specified by manufacturer), with water absorption less than 0.08 % and conforming to I.S. 15622, of approved make, in all colours & shade, in skirting, riser of steps, over 12 mm thick bed of cement mortar 1:3 (1 cement: 3 coarse sand), jointing with grey cement slurry @ 3.3 kg/ sqm including grouting the joint with white cement & matching pigments etc. complete. | item no.247 | [52 empty] | 10.31 | Providing and laying Vitrified tiles in different sizes (thickness to be specified by manufacturer), with water absorption less than 0.08 % and conforming to I.S. 15622, of approved make, in all colours & shade, in skirting, riser of steps, over 12 mm thick bed of cement mortar 1:3 (1 cement: 3 coarse sand), jointing with grey cement slurry @ 3.3 kg/ sqm including grouting the joint with white cement & matching pigments etc. complete. | item no.247
10.32 | Size of Tile 600x600 mm | item no.248 | 6 | sqm | 1355.41 |  |  | Excess(+) | 1 | Full Conversion | INR | [40 empty] | #VALUE! | #VALUE! | #VALUE! | 10.32 | Size of Tile 600x600 mm | item no.248 | 6 | sqm
10.33 | Providing and laying Vitrified tiles in different sizes (thickness to be specified by the manufacturer), with water absorption less than 0.08% and conforming to IS: 15622, of approved brand & manufacturer, in all colours and shade, in skirting, riser of steps, laid with cement based high polymer modified quick set tile adhesive (water based) conforming to IS: 15477, in average 6 mm thickness, including grouting of joints (Payment for grouting of joints to be made separately). | item no.249 | [52 empty] | 10.33 | Providing and laying Vitrified tiles in different sizes (thickness to be specified by the manufacturer), with water absorption less than 0.08% and conforming to IS: 15622, of approved brand & manufacturer, in all colours and shade, in skirting, riser of steps, laid with cement based high polymer modified quick set tile adhesive (water based) conforming to IS: 15477, in average 6 mm thickness, including grouting of joints (Payment for grouting of joints to be made separately). | item no.249
10.34 | Size of Tile 600x600 mm | item no.250 | 15 | sqm | 1520.38 |  |  | Excess(+) | 1 | Full Conversion | INR | [40 empty] | #VALUE! | #VALUE! | #VALUE! | 10.34 | Size of Tile 600x600 mm | item no.250 | 15 | sqm
10.35 | Grouting the joints of flooring tiles having joints of 3 mm width, using epoxy grout mix of 0.70 kg of organic coated filler of desired shade (0.10 kg of hardener and 0.20 kg of resin per kg), including filling / grouting and finishing complete as per direction of Engineer-in-charge. | item no.251 | [52 empty] | 10.35 | Grouting the joints of flooring tiles having joints of 3 mm width, using epoxy grout mix of 0.70 kg of organic coated filler of desired shade (0.10 kg of hardener and 0.20 kg of resin per kg), including filling / grouting and finishing complete as per direction of Engineer-in-charge. | item no.251
10.36 | Size of Tile 600x600 mm | item no.252 | 15 | sqm | 211.7 |  |  | Excess(+) | 1 | Full Conversion | INR | [40 empty] | #VALUE! | #VALUE! | #VALUE! | 10.36 | Size of Tile 600x600 mm | item no.252 | 15 | sqm
10.37 | Providing and laying Vitrified tiles in floor with different sizes (thickness to be specified by the manufacturer), with water absorption less than 0.08% and conforming to IS:15622, of approved brand & manufacturer, in all colours and shade, laid with cement based high polymer modified quick set tile adhesive (water based) conforming to IS : 15477, in average 6 mm thickness, including grouting of joints (Payment for grouting of joints to be made separately). | item no.253 | [52 empty] | 10.37 | Providing and laying Vitrified tiles in floor with different sizes (thickness to be specified by the manufacturer), with water absorption less than 0.08% and conforming to IS:15622, of approved brand & manufacturer, in all colours and shade, laid with cement based high polymer modified quick set tile adhesive (water based) conforming to IS : 15477, in average 6 mm thickness, including grouting of joints (Payment for grouting of joints to be made separately). | item no.253
10.38 | Size of Tile 600x600 mm | item no.254 | 15 | sqm | 1411.61 |  |  | Excess(+) | 1 | Full Conversion | INR | [40 empty] | #VALUE! | #VALUE! | #VALUE! | 10.38 | Size of Tile 600x600 mm | item no.254 | 15 | sqm
11 | ROOFING | item no.255 | [52 empty] | 11 | ROOFING | item no.255
11.01 | Providing corrugated G.S. sheet roofing including vertical / curved surface fixed with polymer coated J or L hooks, bolts and nuts 8 mm diameter with bitumen and G.I. limpet washers or with G.I. limpet washers filled with white lead, including a coat of approved steel primer and two coats of approved paint on overlapping of sheets complete (up to any pitch in horizontal/ vertical or curved surfaces), excluding the cost of purlins, rafters and trusses and including cutting to size and shape wherever required. | item no.256 | [52 empty] | 11.01 | Providing corrugated G.S. sheet roofing including vertical / curved surface fixed with polymer coated J or L hooks, bolts and nuts 8 mm diameter with bitumen and G.I. limpet washers or with G.I. limpet washers filled with white lead, including a coat of approved steel primer and two coats of approved paint on overlapping of sheets complete (up to any pitch in horizontal/ vertical or curved surfaces), excluding the cost of purlins, rafters and trusses and including cutting to size and shape wherever required. | item no.256
11.02 | 0.80 mm thick with zinc coating not less than 275 gm/m² | item no.257 | 6 | sqm | 930.99 |  |  | Excess(+) | 1 | Full Conversion | INR | [40 empty] | #VALUE! | #VALUE! | #VALUE! | 11.02 | 0.80 mm thick with zinc coating not less than 275 gm/m² | item no.257 | 6 | sqm
11.03 | 0.63 mm thick with zinc coating not less than 275 gm/ m² | item no.258 | 9 | sqm | 802.27 |  |  | Excess(+) | 1 | Full Conversion | INR | [40 empty] | #VALUE! | #VALUE! | #VALUE! | 11.03 | 0.63 mm thick with zinc coating not less than 275 gm/ m² | item no.258 | 9 | sqm
11.04 | Providing ridges or hips of width 60 cm overall width plain G.S. sheet fixed with polymer coated J or L hooks, bolts and nuts 8 mm dia G.I. limpet and bitumen washers complete. | item no.259 | [52 empty] | 11.04 | Providing ridges or hips of width 60 cm overall width plain G.S. sheet fixed with polymer coated J or L hooks, bolts and nuts 8 mm dia G.I. limpet and bitumen washers complete. | item no.259
11.05 | 0.80 mm thick with zinc coating not less than 275 gm/m² | item no.260 | 9 | metre | 685.13 |  |  | Excess(+) | 1 | Full Conversion | INR | [40 empty] | #VALUE! | #VALUE! | #VALUE! | 11.05 | 0.80 mm thick with zinc coating not less than 275 gm/m² | item no.260 | 9 | metre
11.06 | 0.63 mm thick with zinc coating not less than 275 gm/m² | item no.261 | 6 | metre | 622.66 |  |  | Excess(+) | 1 | Full Conversion | INR | [40 empty] | #VALUE! | #VALUE! | #VALUE! | 11.06 | 0.63 mm thick with zinc coating not less than 275 gm/m² | item no.261 | 6 | metre
11.07 | Extra for providing and fixing wind ties of 40x 6 mm flat iron section. | item no.262 | 15 | metre | 132.48 |  |  | Excess(+) | 1 | Full Conversion | INR | [40 empty] | #VALUE! | #VALUE! | #VALUE! | 11.07 | Extra for providing and fixing wind ties of 40x 6 mm flat iron section. | item no.262 | 15 | metre
11.08 | Providing gola 75x75 mm in cement concrete 1:2:4 (1 cement : 2 coarse sand : 4 stone aggregate 10 mm and down gauge), including finishing with cement mortar 1:3 (1 cement : 3 fine sand) as per standard design : | item no.263 | [52 empty] | 11.08 | Providing gola 75x75 mm in cement concrete 1:2:4 (1 cement : 2 coarse sand : 4 stone aggregate 10 mm and down gauge), including finishing with cement mortar 1:3 (1 cement : 3 fine sand) as per standard design : | item no.263
11.09 | In 75x75 mm deep chase | item no.264 | 12 | metre | 208.02 |  |  | Excess(+) | 1 | Full Conversion | INR | [40 empty] | #VALUE! | #VALUE! | #VALUE! | 11.09 | In 75x75 mm deep chase | item no.264 | 12 | metre
11.1 | Making khurras 45x45 cm with average minimum thickness of 5 cm cement concrete 1:2:4 (1 cement : 2 coarse sand : 4 graded stone aggregate of 20 mm nominal size) over P.V.C. sheet 1 m x1 m x 400 micron, finished with 12 mm cement plaster 1:3 (1 cement : 3 coarse sand) and a coat of neat cement, rounding the edges and making and finishing the outlet complete. | item no.265 | 6 | each | 213.98 |  |  | Excess(+) | 1 | Full Conversion | INR | [40 empty] | #VALUE! | #VALUE! | #VALUE! | 11.1 | Making khurras 45x45 cm with average minimum thickness of 5 cm cement concrete 1:2:4 (1 cement : 2 coarse sand : 4 graded stone aggregate of 20 mm nominal size) over P.V.C. sheet 1 m x1 m x 400 micron, finished with 12 mm cement plaster 1:3 (1 cement : 3 coarse sand) and a coat of neat cement, rounding the edges and making and finishing the outlet complete. | item no.265 | 6 | each
11.11 | Providing and fixing M.S. holder bat clamps of approved design to C.I. or S.C.I. rain water pipes embedded in and including cement concrete blocks 10x10x10 cm of 1:2:4 mix (1 cement : 2 coarse sand : 4 graded stone aggregate 20 mm nominal size) and cost of cutting holes and making good the walls etc. : | item no.266 | [52 empty] | 11.11 | Providing and fixing M.S. holder bat clamps of approved design to C.I. or S.C.I. rain water pipes embedded in and including cement concrete blocks 10x10x10 cm of 1:2:4 mix (1 cement : 2 coarse sand : 4 graded stone aggregate 20 mm nominal size) and cost of cutting holes and making good the walls etc. : | item no.266
11.12 | 100 mm diameter | item no.267 | 12 | each | 252.03 |  |  | Excess(+) | 1 | Full Conversion | INR | [40 empty] | #VALUE! | #VALUE! | #VALUE! | 11.12 | 100 mm diameter | item no.267 | 12 | each
11.13 | Providing and fixing on wall face unplasticised Rigid PVC rain water pipes conforming to IS : 13592 Type A, including jointing with seal ring conforming to IS : 5382, leaving 10 mm gap for thermal expansion, (i) Single socketed pipes. | item no.268 | [52 empty] | 11.13 | Providing and fixing on wall face unplasticised Rigid PVC rain water pipes conforming to IS : 13592 Type A, including jointing with seal ring conforming to IS : 5382, leaving 10 mm gap for thermal expansion, (i) Single socketed pipes. | item no.268
11.14 | 110 mm diameter | item no.269 | 6 | metre | 267.47 |  |  | Excess(+) | 1 | Full Conversion | INR | [40 empty] | #VALUE! | #VALUE! | #VALUE! | 11.14 | 110 mm diameter | item no.269 | 6 | metre
11.15 | Providing and fixing on wall face unplasticised - PVC moulded fittings/ accessories for unplasticised Rigid PVC rain water pipes conforming to IS : 13592 Type A, including jointing with seal ring conforming to IS : 5382, leaving 10 mm gap for thermal expansion. | item no.270 | [52 empty] | 11.15 | Providing and fixing on wall face unplasticised - PVC moulded fittings/ accessories for unplasticised Rigid PVC rain water pipes conforming to IS : 13592 Type A, including jointing with seal ring conforming to IS : 5382, leaving 10 mm gap for thermal expansion. | item no.270
11.16 | Coupler | item no.271 | [52 empty] | 11.16 | Coupler | item no.271
11.17 | 110 mm | item no.272 | 3 | each | 103.28 |  |  | Excess(+) | 1 | Full Conversion | INR | [40 empty] | #VALUE! | #VALUE! | #VALUE! | 11.17 | 110 mm | item no.272 | 3 | each
11.18 | Single pushfit Coupler | item no.273 | [52 empty] | 11.18 | Single pushfit Coupler | item no.273
11.19 | 110 mm | item no.274 | 3 | each | 95.08 |  |  | Excess(+) | 1 | Full Conversion | INR | [40 empty] | #VALUE! | #VALUE! | #VALUE! | 11.19 | 110 mm | item no.274 | 3 | each
11.2 | Single tee with door | item no.275 | [52 empty] | 11.2 | Single tee with door | item no.275
11.21 | 110x110x110 mm | item no.276 | 3 | each | 178.25 |  |  | Excess(+) | 1 | Full Conversion | INR | [40 empty] | #VALUE! | #VALUE! | #VALUE! | 11.21 | 110x110x110 mm | item no.276 | 3 | each
11.22 | Single tee without door | item no.277 | [52 empty] | 11.22 | Single tee without door | item no.277
11.23 | 110x110x110 mm | item no.278 | 3 | each | 165.32 |  |  | Excess(+) | 1 | Full Conversion | INR | [40 empty] | #VALUE! | #VALUE! | #VALUE! | 11.23 | 110x110x110 mm | item no.278 | 3 | each
11.24 | Bend 87.5° | item no.279 | [52 empty] | 11.24 | Bend 87.5° | item no.279
11.25 | 110 mm bend | item no.280 | 3 | each | 113.85 |  |  | Excess(+) | 1 | Full Conversion | INR | [40 empty] | #VALUE! | #VALUE! | #VALUE! | 11.25 | 110 mm bend | item no.280 | 3 | each
11.26 | Providing and fixing unplasticised -PVC pipe clips of approved design to unplasticised - PVC rain water pipes by means of 50x50x50 mm hard wood plugs, screwed with M.S. screws of required length, including cutting brick work and fixing in cement mortar 1:4 (1 cement : 4 coarse sand) and making good the wall etc. complete. | item no.281 | [52 empty] | 11.26 | Providing and fixing unplasticised -PVC pipe clips of approved design to unplasticised - PVC rain water pipes by means of 50x50x50 mm hard wood plugs, screwed with M.S. screws of required length, including cutting brick work and fixing in cement mortar 1:4 (1 cement : 4 coarse sand) and making good the wall etc. complete. | item no.281
11.27 | 110 mm | item no.282 | 3 | each | 253.22 |  |  | Excess(+) | 1 | Full Conversion | INR | [40 empty] | #VALUE! | #VALUE! | #VALUE! | 11.27 | 110 mm | item no.282 | 3 | each
11.28 | Providing and fixing to the inlet mouth of rain water pipe cast iron grating 15 cm diameter and weighing not less than 440 grams. | item no.283 | 3 | each | 41.42 |  |  | Excess(+) | 1 | Full Conversion | INR | [40 empty] | #VALUE! | #VALUE! | #VALUE! | 11.28 | Providing and fixing to the inlet mouth of rain water pipe cast iron grating 15 cm diameter and weighing not less than 440 grams. | item no.283 | 3 | each
11.29 | Providing and fixing tiled false ceiling of specified materials of size 595x595 mm in true horizontal level, suspended on inter locking metal grid of hot dipped galvanized steel sections ( galvanized @ 120 grams/ sqm, both side inclusive) consisting of main "T" runner with suitably spaced joints to get required length and of size 24x38 mm made from 0.30 mm thick (minimum) sheet, spaced at 1200 mm center to center and cross "T" of size 24x25 mm made of 0.30 mm thick (minimum) sheet, 1200 mm long spaced between main "T" at 600 mm center to center to form a grid of 1200x600 mm and secondary cross "T" of length 600 mm and size 24x25 mm made of 0.30 mm thick (minimum) sheet to be interlocked at middle of the 1200x600 mm panel to form grids of 600x600 mm and wall angle of size 24x24x0.3 mm and laying false ceiling tiles of approved texture in the grid including, required cutting/making, opening for services like diffusers, grills, light fittings, fixtures, smoke detectors etc. Main "T" runners to be suspended from ceiling using GI slotted cleats of size 27 x 37 x 25 x1.6 mm fixed to ceiling with 12.5 mm dia and 50 mm long dash fasteners, 4 mm GI adjustable rods with galvanised butterfly level clips of size 85 x 30 x 0.8 mm spaced at 1200 mm center to center along main T, bottom exposed width of 24 mm of all T-sections shall be pre-painted with polyester paint, all complete for all heights as per specifications, drawings and as directed by Engineer-in-charge. | item no.284 | [52 empty] | 11.29 | Providing and fixing tiled false ceiling of specified materials of size 595x595 mm in true horizontal level, suspended on inter locking metal grid of hot dipped galvanized steel sections ( galvanized @ 120 grams/ sqm, both side inclusive) consisting of main "T" runner with suitably spaced joints to get required length and of size 24x38 mm made from 0.30 mm thick (minimum) sheet, spaced at 1200 mm center to center and cross "T" of size 24x25 mm made of 0.30 mm thick (minimum) sheet, 1200 mm long spaced between main "T" at 600 mm center to center to form a grid of 1200x600 mm and secondary cross "T" of length 600 mm and size 24x25 mm made of 0.30 mm thick (minimum) sheet to be interlocked at middle of the 1200x600 mm panel to form grids of 600x600 mm and wall angle of size 24x24x0.3 mm and laying false ceiling tiles of approved texture in the grid including, required cutting/making, opening for services like diffusers, grills, light fittings, fixtures, smoke detectors etc. Main "T" runners to be suspended from ceiling using GI slotted cleats of size 27 x 37 x 25 x1.6 mm fixed to ceiling with 12.5 mm dia and 50 mm long dash fasteners, 4 mm GI adjustable rods with galvanised butterfly level clips of size 85 x 30 x 0.8 mm spaced at 1200 mm center to center along main T, bottom exposed width of 24 mm of all T-sections shall be pre-painted with polyester paint, all complete for all heights as per specifications, drawings and as directed by Engineer-in-charge. | item no.284
11.3 | GI Metal Ceiling Lay in plain Tegular edge Global white color tiles of size 595x595 mm, and 0.5 mm thick with 8 mm drop; made of G I sheet having galvanizing of 100 gms/sqm (both sides inclusive) and electro statically polyester powder coated of thickness 60 microns (minimum), including factory painted after bending. | item no.285 | 6 | sqm | 1319.11 |  |  | Excess(+) | 1 | Full Conversion | INR | [40 empty] | #VALUE! | #VALUE! | #VALUE! | 11.3 | GI Metal Ceiling Lay in plain Tegular edge Global white color tiles of size 595x595 mm, and 0.5 mm thick with 8 mm drop; made of G I sheet having galvanizing of 100 gms/sqm (both sides inclusive) and electro statically polyester powder coated of thickness 60 microns (minimum), including factory painted after bending. | item no.285 | 6 | sqm
11.31 | GI Metal Ceiling Lay in perforated Tegular edge global white color tiles of size 595x595 mm and 0.5 mm thick with 8 mm drop; made of GI sheet having galvanizing of 100 gms/sqm (both sides inclusive) and 20% perforation area with 1.8 mm dia holes and having NRC (Noise Reduction Coefficient ) of 0.5, electro statically polyester powder coated of thickness 60 microns (minimum), including factory painted after bending and perforation, and backed with a black Glass fiber acoustical fleece. | item no.286 | 15 | sqm | 1445.98 |  |  | Excess(+) | 1 | Full Conversion | INR | [40 empty] | #VALUE! | #VALUE! | #VALUE! | 11.31 | GI Metal Ceiling Lay in perforated Tegular edge global white color tiles of size 595x595 mm and 0.5 mm thick with 8 mm drop; made of GI sheet having galvanizing of 100 gms/sqm (both sides inclusive) and 20% perforation area with 1.8 mm dia holes and having NRC (Noise Reduction Coefficient ) of 0.5, electro statically polyester powder coated of thickness 60 microns (minimum), including factory painted after bending and perforation, and backed with a black Glass fiber acoustical fleece. | item no.286 | 15 | sqm
11.32 | 12.5 mm thick square edge PVC Laminated Gypsum Tile of size 595x595 mm, made of Gypsum plasterboard, manufactured from natural gypsum as per IS 2095 part I and laminated with white 0.16mm thick fire retardant PVC film on the face side and 12micron metalized polyester on the back side with all edges sealed with the face side PVC film which goes around and wraps the edges and is bonded to the edges and the back side metalized polyester film so as to make the tile a completely sealed unit. | item no.287 | 30 | sqm | 1649.23 |  |  | Excess(+) | 1 | Full Conversion | INR | [40 empty] | #VALUE! | #VALUE! | #VALUE! | 11.32 | 12.5 mm thick square edge PVC Laminated Gypsum Tile of size 595x595 mm, made of Gypsum plasterboard, manufactured from natural gypsum as per IS 2095 part I and laminated with white 0.16mm thick fire retardant PVC film on the face side and 12micron metalized polyester on the back side with all edges sealed with the face side PVC film which goes around and wraps the edges and is bonded to the edges and the back side metalized polyester film so as to make the tile a completely sealed unit. | item no.287 | 30 | sqm
11.33 | 12.5 mm thick fully Perforated Gypsum Board tile made from plasterboard having glass fibre conforming to IS: 2095 part I, of size 595x595 mm, having perforation of 9.7x9.7 mm at 19.4 mm c/c with center borders of 48 mm and the side borders of 30 mm, backed with non woven tissue on the back side, having an NRC (Noise Reduction Coefficient) of 0.79, with 50 mm resin bonded glass wool backing. | item no.288 | 15 | sqm | 1027.18 |  |  | Excess(+) | 1 | Full Conversion | INR | [40 empty] | #VALUE! | #VALUE! | #VALUE! | 11.33 | 12.5 mm thick fully Perforated Gypsum Board tile made from plasterboard having glass fibre conforming to IS: 2095 part I, of size 595x595 mm, having perforation of 9.7x9.7 mm at 19.4 mm c/c with center borders of 48 mm and the side borders of 30 mm, backed with non woven tissue on the back side, having an NRC (Noise Reduction Coefficient) of 0.79, with 50 mm resin bonded glass wool backing. | item no.288 | 15 | sqm
11.34 | Providing and Fixing 15 mm thick densified tegular edged eco friendly light weight calcium silicate false ceiling tiles of approved texture of size 595 x 595 mm in true horizontal level, suspended on inter locking metal grid of hot dipped galvanised steel sections (galvanising @ 120 grams per sqm including both side) consisting of main ‘T’ runner suitably spaced at joints to get required length and of size 24x38 mm made from 0.33 mm thick (minimum) sheet, spaced 1200 mm centre to centre, and cross “T” of size 24x28 mm made out of 0.33 mm (Minimum) sheet, 1200 mm long spaced between main’T’ at 600 mm centre to centre to form a grid of 1200x600 mm and secondary cross ‘T’ of length 600 mm and size 24 x28 mm made of 0.33 mm thick (Minimum) sheet to be inter locked at middle of the 1200x 600 mm panel to from grid of size 600x600 mm, resting on periphery walls /partitions on a Perimeter wall angle pre-coated steel of size(24x24X3000 mm made of 0.40 mm thick (minimum) sheet with the help of rawl plugs at 450 mm centre to centre with 25 mm long dry wall screws @ 230 mm interval and laying 15 mm thick densified edges calicum silicate ceiling tiles of approved texture in the grid, including, cutting/ making opening for services like diffusers, grills, light fittings, fixtures, smoke detectors etc., wherever required. Main ‘T’ runners to be suspended from ceiling using G.I. slotted cleats of size 25x35x1.6 mm fixed to ceiling with 12.5 mm dia and 50 mm long dash fasteners, 4 mm G.I. adjustable rods with galvanised steel level clips of size 85 x 30 x 0.8 mm, spaced at 1200 mm centre to centre along main ‘T’, bottom exposed with 24 mm of all Tsections shall be pre-painted with polyster baked paint, for all heights, as per specifications, drawings and as directed by Engineer-in-Charge. Note :- Only calcium silicate false ceiling area will be measured from wall to wall. No deduction shall be made for exposed frames/opening (cut outs) having area less than 0.30 sqm.The calcium silicate ceiling tile shall have NRC value of 0.50 (Minimum), light reflection > 85%, non- combustible as per B.S. 476 part IV, 100% humidity resistance and also having thermal conductivity <0.043 w/mK. | item no.289 | 6 | sqm | 1441.42 |  |  | Excess(+) | 1 | Full Conversion | INR | [40 empty] | #VALUE! | #VALUE! | #VALUE! | 11.34 | Providing and Fixing 15 mm thick densified tegular edged eco friendly light weight calcium silicate false ceiling tiles of approved texture of size 595 x 595 mm in true horizontal level, suspended on inter locking metal grid of hot dipped galvanised steel sections (galvanising @ 120 grams per sqm including both side) consisting of main ‘T’ runner suitably spaced at joints to get required length and of size 24x38 mm made from 0.33 mm thick (minimum) sheet, spaced 1200 mm centre to centre, and cross “T” of size 24x28 mm made out of 0.33 mm (Minimum) sheet, 1200 mm long spaced between main’T’ at 600 mm centre to centre to form a grid of 1200x600 mm and secondary cross ‘T’ of length 600 mm and size 24 x28 mm made of 0.33 mm thick (Minimum) sheet to be inter locked at middle of the 1200x 600 mm panel to from grid of size 600x600 mm, resting on periphery walls /partitions on a Perimeter wall angle pre-coated steel of size(24x24X3000 mm made of 0.40 mm thick (minimum) sheet with the help of rawl plugs at 450 mm centre to centre with 25 mm long dry wall screws @ 230 mm interval and laying 15 mm thick densified edges calicum silicate ceiling tiles of approved texture in the grid, including, cutting/ making opening for services like diffusers, grills, light fittings, fixtures, smoke detectors etc., wherever required. Main ‘T’ runners to be suspended from ceiling using G.I. slotted cleats of size 25x35x1.6 mm fixed to ceiling with 12.5 mm dia and 50 mm long dash fasteners, 4 mm G.I. adjustable rods with galvanised steel level clips of size 85 x 30 x 0.8 mm, spaced at 1200 mm centre to centre along main ‘T’, bottom exposed with 24 mm of all Tsections shall be pre-painted with polyster baked paint, for all heights, as per specifications, drawings and as directed by Engineer-in-Charge. Note :- Only calcium silicate false ceiling area will be measured from wall to wall. No deduction shall be made for exposed frames/opening (cut outs) having area less than 0.30 sqm.The calcium silicate ceiling tile shall have NRC value of 0.50 (Minimum), light reflection > 85%, non- combustible as per B.S. 476 part IV, 100% humidity resistance and also having thermal conductivity <0.043 w/mK. | item no.289 | 6 | sqm
11.35 | Providing and fixing thermal insulation of ceiling (under deck insulation) with Resin Bonded Rockwool conforming to IS: 8183,density 48 kg/ m3, 50 mm thick, wrapped in 200 G Virgin Polythene bags fixed to ceiling with metallic cleats (50x50x3 mm) @ 60 cm and wire mesh of 12.5mm x 24 gauge wire mesh, for top most ceiling of building. | item no.290 | 15 | sqm | 479.08 |  |  | Excess(+) | 1 | Full Conversion | INR | [40 empty] | #VALUE! | #VALUE! | #VALUE! | 11.35 | Providing and fixing thermal insulation of ceiling (under deck insulation) with Resin Bonded Rockwool conforming to IS: 8183,density 48 kg/ m3, 50 mm thick, wrapped in 200 G Virgin Polythene bags fixed to ceiling with metallic cleats (50x50x3 mm) @ 60 cm and wire mesh of 12.5mm x 24 gauge wire mesh, for top most ceiling of building. | item no.290 | 15 | sqm
12 | FINISHING | item no.291 | [52 empty] | 12 | FINISHING | item no.291
12.01 | 12 mm cement plaster of mix : | item no.292 | [52 empty] | 12.01 | 12 mm cement plaster of mix : | item no.292
12.02 | 1:6 (1 cement: 6 fine sand) | item no.293 | 30 | sqm | 222.92 |  |  | Excess(+) | 1 | Full Conversion | INR | [40 empty] | #VALUE! | #VALUE! | #VALUE! | 12.02 | 1:6 (1 cement: 6 fine sand) | item no.293 | 30 | sqm
12.03 | 15 mm cement plaster on the rough side of single or half brick wall of mix : | item no.294 | [52 empty] | 12.03 | 15 mm cement plaster on the rough side of single or half brick wall of mix : | item no.294
12.04 | 1:6 (1 cement: 6 fine sand) | item no.295 | 15 | sqm | 256.77 |  |  | Excess(+) | 1 | Full Conversion | INR | [40 empty] | #VALUE! | #VALUE! | #VALUE! | 12.04 | 1:6 (1 cement: 6 fine sand) | item no.295 | 15 | sqm
12.05 | 12 mm cement plaster finished with a floating coat of neat cement of mix : | item no.296 | [52 empty] | 12.05 | 12 mm cement plaster finished with a floating coat of neat cement of mix : | item no.296
12.06 | 1:3 (1 cement: 3 fine sand) | item no.297 | 15 | sqm | 298.86 |  |  | Excess(+) | 1 | Full Conversion | INR | [40 empty] | #VALUE! | #VALUE! | #VALUE! | 12.06 | 1:3 (1 cement: 3 fine sand) | item no.297 | 15 | sqm
12.07 | 6 mm cement plaster of mix : | item no.298 | [52 empty] | 12.07 | 6 mm cement plaster of mix : | item no.298
12.08 | 1:3 (1 cement : 3 fine sand) | item no.299 | 15 | sqm | 199.34 |  |  | Excess(+) | 1 | Full Conversion | INR | [40 empty] | #VALUE! | #VALUE! | #VALUE! | 12.08 | 1:3 (1 cement : 3 fine sand) | item no.299 | 15 | sqm
12.09 | 6 mm cement plaster 1:3 (1 cement : 3 fine sand) finished with a floating coat of neat cement and thick coat of Lime wash on top of walls when dry for bearing of R.C.C. slabs and beams. | item no.300 | 15 | sqm | 264.48 |  |  | Excess(+) | 1 | Full Conversion | INR | [40 empty] | #VALUE! | #VALUE! | #VALUE! | 12.09 | 6 mm cement plaster 1:3 (1 cement : 3 fine sand) finished with a floating coat of neat cement and thick coat of Lime wash on top of walls when dry for bearing of R.C.C. slabs and beams. | item no.300 | 15 | sqm
12.1 | Neat cement punning. | item no.301 | 15 | sqm | 55.01 |  |  | Excess(+) | 1 | Full Conversion | INR | [40 empty] | #VALUE! | #VALUE! | #VALUE! | 12.1 | Neat cement punning. | item no.301 | 15 | sqm
12.11 | Pointing on tile brick work with cement mortar 1:3 (1 cement : 3 fine sand): | item no.302 | [52 empty] | 12.11 | Pointing on tile brick work with cement mortar 1:3 (1 cement : 3 fine sand): | item no.302
12.12 | Flush/ Ruled/ Struck or weathered pointing | item no.303 | 15 | sqm | 228.75 |  |  | Excess(+) | 1 | Full Conversion | INR | [40 empty] | #VALUE! | #VALUE! | #VALUE! | 12.12 | Flush/ Ruled/ Struck or weathered pointing | item no.303 | 15 | sqm
12.13 | White washing with lime to give an even shade : | item no.304 | [52 empty] | 12.13 | White washing with lime to give an even shade : | item no.304
12.14 | New work (three or more coats) | item no.305 | 15 | sqm | 25.03 |  |  | Excess(+) | 1 | Full Conversion | INR | [40 empty] | #VALUE! | #VALUE! | #VALUE! | 12.14 | New work (three or more coats) | item no.305 | 15 | sqm
12.15 | Distempering with oil bound washable distemper of approved brand and manufacture to give an even shade : | item no.306 | [52 empty] | 12.15 | Distempering with oil bound washable distemper of approved brand and manufacture to give an even shade : | item no.306
12.16 | New work (two or more coats) over and including water thinnable priming coat with cement primer | item no.307 | 60 | sqm | 134.54 |  |  | Excess(+) | 1 | Full Conversion | INR | [40 empty] | #VALUE! | #VALUE! | #VALUE! | 12.16 | New work (two or more coats) over and including water thinnable priming coat with cement primer | item no.307 | 60 | sqm
12.17 | Distempering with 1st quality acrylic distemper (ready mixed) having VOC content less than 50 gms/litre, of approved manufacturer, of required shade and colour complete, as per manufacturer's specification. | item no.308 | [52 empty] | 12.17 | Distempering with 1st quality acrylic distemper (ready mixed) having VOC content less than 50 gms/litre, of approved manufacturer, of required shade and colour complete, as per manufacturer's specification. | item no.308
12.18 | Two or more coats on new work | item no.309 | 300 | sqm | 76.41 |  |  | Excess(+) | 1 | Full Conversion | INR | [40 empty] | #VALUE! | #VALUE! | #VALUE! | 12.18 | Two or more coats on new work | item no.309 | 300 | sqm
12.19 | Applying one coat of water thinnable cement primer of approved brand and manufacture on wall surface : | item no.310 | [52 empty] | 12.19 | Applying one coat of water thinnable cement primer of approved brand and manufacture on wall surface : | item no.310
12.2 | Water thinnable cement primer | item no.311 | 60 | sqm | 52.6 |  |  | Excess(+) | 1 | Full Conversion | INR | [40 empty] | #VALUE! | #VALUE! | #VALUE! | 12.2 | Water thinnable cement primer | item no.311 | 60 | sqm
12.21 | Finishing walls with Acrylic Smooth exterior paint of required shade : | item no.312 | [52 empty] | 12.21 | Finishing walls with Acrylic Smooth exterior paint of required shade : | item no.312
12.22 | New work (Two or more coat applied @ 1.67 ltr/10 sqm over and including priming coat of exterior primer applied @ 2.20 kg/10 sqm) | item no.313 | 60 | sqm | 144.41 |  |  | Excess(+) | 1 | Full Conversion | INR | [40 empty] | #VALUE! | #VALUE! | #VALUE! | 12.22 | New work (Two or more coat applied @ 1.67 ltr/10 sqm over and including priming coat of exterior primer applied @ 2.20 kg/10 sqm) | item no.313 | 60 | sqm
12.23 | Finishing with Deluxe Multi surface paint system for interiors and exteriors using Primer as per manufacturers specifications : | item no.314 | [52 empty] | 12.23 | Finishing with Deluxe Multi surface paint system for interiors and exteriors using Primer as per manufacturers specifications : | item no.314
12.24 | Two or more coats applied on walls @ 1.25 ltr/10 sqm over and including one coat of Special primer applied @ 0.75 ltr /10 sqm | item no.315 | 30 | sqm | 124.68 |  |  | Excess(+) | 1 | Full Conversion | INR | [40 empty] | #VALUE! | #VALUE! | #VALUE! | 12.24 | Two or more coats applied on walls @ 1.25 ltr/10 sqm over and including one coat of Special primer applied @ 0.75 ltr /10 sqm | item no.315 | 30 | sqm
12.25 | Applying priming coat: | item no.316 | [52 empty] | 12.25 | Applying priming coat: | item no.316
12.26 | With ready mixed pink or Grey primer of approved brand and manufacture on wood work (hard and soft wood) | item no.317 | 30 | sqm | 50.02 |  |  | Excess(+) | 1 | Full Conversion | INR | [40 empty] | #VALUE! | #VALUE! | #VALUE! | 12.26 | With ready mixed pink or Grey primer of approved brand and manufacture on wood work (hard and soft wood) | item no.317 | 30 | sqm
12.27 | With ready mixed aluminium primer of approved brand and manufacture on resinous wood and plywood | item no.318 | 15 | sqm | 50.46 |  |  | Excess(+) | 1 | Full Conversion | INR | [40 empty] | #VALUE! | #VALUE! | #VALUE! | 12.27 | With ready mixed aluminium primer of approved brand and manufacture on resinous wood and plywood | item no.318 | 15 | sqm
12.28 | With ready mixed red oxide zinc chromate primer of approved brand and manufacture on steel galvanised iron/ steel works | item no.319 | 15 | sqm | 44.45 |  |  | Excess(+) | 1 | Full Conversion | INR | [40 empty] | #VALUE! | #VALUE! | #VALUE! | 12.28 | With ready mixed red oxide zinc chromate primer of approved brand and manufacture on steel galvanised iron/ steel works | item no.319 | 15 | sqm
12.29 | Painting with silicon & acrylic emulsion based water thinnable sealer of approved brand and manufacture on wet or patchy portion of plastered surfaces : | item no.320 | [52 empty] | 12.29 | Painting with silicon & acrylic emulsion based water thinnable sealer of approved brand and manufacture on wet or patchy portion of plastered surfaces : | item no.320
12.3 | Two coats | item no.321 | 30 | sqm | 113.15 |  |  | Excess(+) | 1 | Full Conversion | INR | [40 empty] | #VALUE! | #VALUE! | #VALUE! | 12.3 | Two coats | item no.321 | 30 | sqm
12.31 | Wall painting with acrylic emulsion paint of approved brand and manufacture to give an even shade : | item no.322 | [52 empty] | 12.31 | Wall painting with acrylic emulsion paint of approved brand and manufacture to give an even shade : | item no.322
12.32 | Two or more coats on new work | item no.323 | 30 | sqm | 112.8 |  |  | Excess(+) | 1 | Full Conversion | INR | [40 empty] | #VALUE! | #VALUE! | #VALUE! | 12.32 | Two or more coats on new work | item no.323 | 30 | sqm
12.33 | Painting with synthetic enamel paint of approved brand and manufacture to give an even shade : | item no.324 | [52 empty] | 12.33 | Painting with synthetic enamel paint of approved brand and manufacture to give an even shade : | item no.324
12.34 | Two or more coats on new work | item no.325 | 90 | sqm | 106.57 |  |  | Excess(+) | 1 | Full Conversion | INR | [40 empty] | #VALUE! | #VALUE! | #VALUE! | 12.34 | Two or more coats on new work | item no.325 | 90 | sqm
12.35 | Painting with synthetic enamel paint of approved brand and manufacture of required colour to give an even shade : | item no.326 | [52 empty] | 12.35 | Painting with synthetic enamel paint of approved brand and manufacture of required colour to give an even shade : | item no.326
12.36 | Two or more coats on new work over an under coat of suitable shade with ordinary paint of approved brand and manufacture | item no.327 | 90 | sqm | 155.32 |  |  | Excess(+) | 1 | Full Conversion | INR | [40 empty] | #VALUE! | #VALUE! | #VALUE! | 12.36 | Two or more coats on new work over an under coat of suitable shade with ordinary paint of approved brand and manufacture | item no.327 | 90 | sqm
12.37 | Painting with black anti-corrosive bitumastic paint of approved brand and manufacture to give an even shade : | item no.328 | [52 empty] | 12.37 | Painting with black anti-corrosive bitumastic paint of approved brand and manufacture to give an even shade : | item no.328
12.38 | Two or more coats on new work | item no.329 | 12 | sqm | 92.98 |  |  | Excess(+) | 1 | Full Conversion | INR | [40 empty] | #VALUE! | #VALUE! | #VALUE! | 12.38 | Two or more coats on new work | item no.329 | 12 | sqm
12.39 | French spirit polishing : | item no.330 | [52 empty] | 12.39 | French spirit polishing : | item no.330
12.4 | Two or more coats on new works including a coat of wood filler | item no.331 | 12 | sqm | 307.89 |  |  | Excess(+) | 1 | Full Conversion | INR | [40 empty] | #VALUE! | #VALUE! | #VALUE! | 12.4 | Two or more coats on new works including a coat of wood filler | item no.331 | 12 | sqm
12.41 | Polishing on wood work with ready mixed wax polish of approved brand and manufacture : | item no.332 | [52 empty] | 12.41 | Polishing on wood work with ready mixed wax polish of approved brand and manufacture : | item no.332
12.42 | New work | item no.333 | 12 | sqm | 132.31 |  |  | Excess(+) | 1 | Full Conversion | INR | [40 empty] | #VALUE! | #VALUE! | #VALUE! | 12.42 | New work | item no.333 | 12 | sqm
12.43 | Lettering with black Japan paint of approved brand and manufacture | item no.334 | 30 | per letter per cm height | 4.12 | 20610 |  | Excess(+) | 1 | Full Conversion | INR | [40 empty] | #VALUE! | #VALUE! | #VALUE! | 12.43 | Lettering with black Japan paint of approved brand and manufacture | item no.334 | 30 | per letter per cm height
12.44 | Washed stone grit plaster on exterior walls height upto 10 metre above ground level, in two layers, under layer 12 mm cement plaster 1:4 (1 cement : 4 coarse sand ), furrowing the under layer with scratching tool, applying cement slurry on the under layer @ 2 Kg of cement per square metre, top layer 15 mm cement plaster 1:1/ 2:2 (1 cement: 1/2 coarse sand : 2 stone chipping 10 mm nominal size), in panels with groove all around as per approved pattern, including scrubbing and washing the top layer with brushes and water to expose the stone chippings ,complete as per specification and direction of Engineer-in-charge (payment for providing grooves shall be made separately). | item no.335 | 6 | sqm | 786.27 |  |  | Excess(+) | 1 | Full Conversion | INR | [40 empty] | #VALUE! | #VALUE! | #VALUE! | 12.44 | Washed stone grit plaster on exterior walls height upto 10 metre above ground level, in two layers, under layer 12 mm cement plaster 1:4 (1 cement : 4 coarse sand ), furrowing the under layer with scratching tool, applying cement slurry on the under layer @ 2 Kg of cement per square metre, top layer 15 mm cement plaster 1:1/ 2:2 (1 cement: 1/2 coarse sand : 2 stone chipping 10 mm nominal size), in panels with groove all around as per approved pattern, including scrubbing and washing the top layer with brushes and water to expose the stone chippings ,complete as per specification and direction of Engineer-in-charge (payment for providing grooves shall be made separately). | item no.335 | 6 | sqm
12.45 | Forming groove of uniform size from 12x12 mm and upto 25x15 mm in the top layer of washed stone grit plastered surface as per approved pattern, including providing and fixing aluminum channels of appropriate size and thickness (not less than 2 mm), nailed to the under layer with rust proof screws and nails and finishing the groove complete as per specifications and direction of the Engineer-in-Charge. | item no.336 | 6 | metre | 76.06 |  |  | Excess(+) | 1 | Full Conversion | INR | [40 empty] | #VALUE! | #VALUE! | #VALUE! | 12.45 | Forming groove of uniform size from 12x12 mm and upto 25x15 mm in the top layer of washed stone grit plastered surface as per approved pattern, including providing and fixing aluminum channels of appropriate size and thickness (not less than 2 mm), nailed to the under layer with rust proof screws and nails and finishing the groove complete as per specifications and direction of the Engineer-in-Charge. | item no.336 | 6 | metre
12.46 | Providing and applying white cement based putty of average thickness 1 mm, of approved brand and manufacturer, over the plastered wall surface to prepare the surface even and smooth complete. | item no.337 | 300 | sqm | 100.96 |  |  | Excess(+) | 1 | Full Conversion | INR | [40 empty] | #VALUE! | #VALUE! | #VALUE! | 12.46 | Providing and applying white cement based putty of average thickness 1 mm, of approved brand and manufacturer, over the plastered wall surface to prepare the surface even and smooth complete. | item no.337 | 300 | sqm
12.47 | Distempering with 1st quality acrylic distemper, having VOC (Volatile Organic Compound ) content less than 50 grams/ litre, of approved brand and manufacture, including applying additional coats wherever required, to achieve even shade and colour. | item no.338 | [52 empty] | 12.47 | Distempering with 1st quality acrylic distemper, having VOC (Volatile Organic Compound ) content less than 50 grams/ litre, of approved brand and manufacture, including applying additional coats wherever required, to achieve even shade and colour. | item no.338
12.48 | One coat | item no.339 | 30 | sqm | 44.36 |  |  | Excess(+) | 1 | Full Conversion | INR | [40 empty] | #VALUE! | #VALUE! | #VALUE! | 12.48 | One coat | item no.339 | 30 | sqm
12.49 | Two coats | item no.340 | 30 | sqm | 71.81 |  |  | Excess(+) | 1 | Full Conversion | INR | [40 empty] | #VALUE! | #VALUE! | #VALUE! | 12.49 | Two coats | item no.340 | 30 | sqm
12.5 | Wall painting with acrylic emulsion paint, having VOC (Volatile Organic Compound ) content less than 50 grams/ litre, of approved brand and manufacture, including applying additional coats wherever required, to achieve even shade and colour. | item no.341 | [52 empty] | 12.5 | Wall painting with acrylic emulsion paint, having VOC (Volatile Organic Compound ) content less than 50 grams/ litre, of approved brand and manufacture, including applying additional coats wherever required, to achieve even shade and colour. | item no.341
12.51 | One coat | item no.342 | 30 | sqm | 62.95 |  |  | Excess(+) | 1 | Full Conversion | INR | [40 empty] | #VALUE! | #VALUE! | #VALUE! | 12.51 | One coat | item no.342 | 30 | sqm
12.52 | Two coats | item no.343 | 30 | sqm | 93.64 | 37800 |  | Excess(+) | 1 | Full Conversion | INR | [40 empty] | #VALUE! | #VALUE! | #VALUE! | 12.52 | Two coats | item no.343 | 30 | sqm
12.53 | Wall painting with premium acrylic emulsion paint of interior grade, having VOC (Volatile Organic Compound ) content less than 50 grams/ litre of approved brand and manufacture, including applying additional coats wherever required to achieve even shade and colour. | item no.344 | [52 empty] | 12.53 | Wall painting with premium acrylic emulsion paint of interior grade, having VOC (Volatile Organic Compound ) content less than 50 grams/ litre of approved brand and manufacture, including applying additional coats wherever required to achieve even shade and colour. | item no.344
12.54 | Two coats | item no.345 | 15 | sqm | 99.86 | 37800 |  | Excess(+) | 1 | Full Conversion | INR | [40 empty] | #VALUE! | #VALUE! | #VALUE! | 12.54 | Two coats | item no.345 | 15 | sqm
12.55 | White washing with lime to give an even shade : | item no.346 | [52 empty] | 12.55 | White washing with lime to give an even shade : | item no.346
12.56 | Old work (two or more coats) | item no.347 | 15 | sqm | 14.68 |  |  | Excess(+) | 1 | Full Conversion | INR | [40 empty] | #VALUE! | #VALUE! | #VALUE! | 12.56 | Old work (two or more coats) | item no.347 | 15 | sqm
12.57 | Distempering with 1st quality acrylic distember (Ready mix) having VOC content less than 50 grams/ litre of approved brand and manufacture to give an even shade : | item no.348 | [52 empty] | 12.57 | Distempering with 1st quality acrylic distember (Ready mix) having VOC content less than 50 grams/ litre of approved brand and manufacture to give an even shade : | item no.348
12.58 | Old work (one or more coats) | item no.349 | 30 | sqm | 47.61 | 37800 |  | Excess(+) | 1 | Full Conversion | INR | [40 empty] | #VALUE! | #VALUE! | #VALUE! | 12.58 | Old work (one or more coats) | item no.349 | 30 | sqm
12.59 | Removing dry or oil bound distemper, water proofing cement paint and the like by scrapping, sand papering and preparing the surface smooth including necessary repairs to scratches etc. complete. | item no.350 | 30 | sqm | 16 | 37800 |  | Excess(+) | 1 | Full Conversion | INR | [40 empty] | #VALUE! | #VALUE! | #VALUE! | 12.59 | Removing dry or oil bound distemper, water proofing cement paint and the like by scrapping, sand papering and preparing the surface smooth including necessary repairs to scratches etc. complete. | item no.350 | 30 | sqm
12.6 | Painting on G.S. sheet with synthetic enamel paint of approved brand and manufacture of required colour to give an even shade : | item no.351 | [52 empty] | 12.6 | Painting on G.S. sheet with synthetic enamel paint of approved brand and manufacture of required colour to give an even shade : | item no.351
12.61 | Old work (one or more coats) | item no.352 | 30 | sqm | 62.29 | 37800 |  | Excess(+) | 1 | Full Conversion | INR | [40 empty] | #VALUE! | #VALUE! | #VALUE! | 12.61 | Old work (one or more coats) | item no.352 | 30 | sqm
12.62 | Painting (one or more coats) on rain water, soil waste and vent pipes and fittings with black anticorrosive bitumastic paint of approved brand and manufacture on old work : | item no.353 | [52 empty] | 12.62 | Painting (one or more coats) on rain water, soil waste and vent pipes and fittings with black anticorrosive bitumastic paint of approved brand and manufacture on old work : | item no.353
12.63 | 100 mm diameter pipes | item no.354 | 30 | metre | 23.8 | 37800 |  | Excess(+) | 1 | Full Conversion | INR | [40 empty] | #VALUE! | #VALUE! | #VALUE! | 12.63 | 100 mm diameter pipes | item no.354 | 30 | metre
12.64 | 150 mm diameter pipes | item no.355 | 30 | metre | 34.28 |  |  | Excess(+) | 1 | Full Conversion | INR | [40 empty] | #VALUE! | #VALUE! | #VALUE! | 12.64 | 150 mm diameter pipes | item no.355 | 30 | metre
12.65 | Painting (two or more coats) on rain water, soil waste and vent pipes and fittings with aluminium paint of approved brand and manufacture over a priming coat of ready mixed zinc chromate yellow primer on new work : | item no.356 | [52 empty] | 12.65 | Painting (two or more coats) on rain water, soil waste and vent pipes and fittings with aluminium paint of approved brand and manufacture over a priming coat of ready mixed zinc chromate yellow primer on new work : | item no.356
12.66 | 100 mm diameter pipes | item no.357 | 30 | metre | 54.93 |  |  | Excess(+) | 1 | Full Conversion | INR | [40 empty] | #VALUE! | #VALUE! | #VALUE! | 12.66 | 100 mm diameter pipes | item no.357 | 30 | metre
12.67 | Wall painting with plastic emulsion paint of approved brand and manufacture to give an even shade: | item no.358 | [52 empty] | 12.67 | Wall painting with plastic emulsion paint of approved brand and manufacture to give an even shade: | item no.358
12.68 | One or more coats on old work | item no.359 | 30 | sqm | 74.22 |  |  | Excess(+) | 1 | Full Conversion | INR | [40 empty] | #VALUE! | #VALUE! | #VALUE! | 12.68 | One or more coats on old work | item no.359 | 30 | sqm
12.69 | Painting with synthetic enamel paint of approved brand and manufacture of required colour to give an even shade : | item no.360 | [52 empty] | 12.69 | Painting with synthetic enamel paint of approved brand and manufacture of required colour to give an even shade : | item no.360
12.7 | One or more coats on old work | item no.361 | 30 | sqm | 70.1 |  |  | Excess(+) | 1 | Full Conversion | INR | [40 empty] | #VALUE! | #VALUE! | #VALUE! | 12.7 | One or more coats on old work | item no.361 | 30 | sqm
12.71 | Painting with aluminium paint of approved brand and manufacture to give an even shade: | item no.362 | [52 empty] | 12.71 | Painting with aluminium paint of approved brand and manufacture to give an even shade: | item no.362
12.72 | One or more coats on old work | item no.363 | 12 | sqm | 64.22 |  |  | Excess(+) | 1 | Full Conversion | INR | [40 empty] | #VALUE! | #VALUE! | #VALUE! | 12.72 | One or more coats on old work | item no.363 | 12 | sqm
12.73 | Painting with black anti-corrosive bitumastic paint of approved brand and manufacture to give an even shade : | item no.364 | [52 empty] | 12.73 | Painting with black anti-corrosive bitumastic paint of approved brand and manufacture to give an even shade : | item no.364
12.74 | One or more coats on old work | item no.365 | 12 | sqm | 62.2 |  |  | Excess(+) | 1 | Full Conversion | INR | [40 empty] | #VALUE! | #VALUE! | #VALUE! | 12.74 | One or more coats on old work | item no.365 | 12 | sqm
12.75 | French spirit polishing : | item no.366 | [52 empty] | 12.75 | French spirit polishing : | item no.366
12.76 | One or more coats on old work | item no.367 | 30 | sqm | 155.06 |  |  | Excess(+) | 1 | Full Conversion | INR | [40 empty] | #VALUE! | #VALUE! | #VALUE! | 12.76 | One or more coats on old work | item no.367 | 30 | sqm
12.77 | Polishing on wood work with ready made wax polish of approved brand and manufacture : | item no.368 | [52 empty] | 12.77 | Polishing on wood work with ready made wax polish of approved brand and manufacture : | item no.368
12.78 | Old work | item no.369 | 30 | sqm | 66.9 |  |  | Excess(+) | 1 | Full Conversion | INR | [40 empty] | #VALUE! | #VALUE! | #VALUE! | 12.78 | Old work | item no.369 | 30 | sqm
12.79 | Re-lettering with black Japan paint of approved brand and manufacture. | item no.370 | 30 | per letter per cm height | 2.63 |  |  | Excess(+) | 1 | Full Conversion | INR | [40 empty] | #VALUE! | #VALUE! | #VALUE! | 12.79 | Re-lettering with black Japan paint of approved brand and manufacture. | item no.370 | 30 | per letter per cm height
12.8 | Distempering with 1st quality acrylic distemper (ready made) having VOC content less than 50 gm per ltr. of approved manufacturer and of required shade and colour complete. as per manufacturer's specification. | item no.371 | [52 empty] | 12.8 | Distempering with 1st quality acrylic distemper (ready made) having VOC content less than 50 gm per ltr. of approved manufacturer and of required shade and colour complete. as per manufacturer's specification. | item no.371
12.81 | One or more coats on old work | item no.372 | 300 | sqm | 42.13 |  |  | Excess(+) | 1 | Full Conversion | INR | [40 empty] | #VALUE! | #VALUE! | #VALUE! | 12.81 | One or more coats on old work | item no.372 | 300 | sqm
12.82 | Finishing walls with textured exterior paint of required shade : | item no.373 | [52 empty] | 12.82 | Finishing walls with textured exterior paint of required shade : | item no.373
12.83 | Old work (One or more coats) applied @ 1.82 ltr/10 sqm. | item no.374 | 30 | sqm | 92.32 |  |  | Excess(+) | 1 | Full Conversion | INR | [40 empty] | #VALUE! | #VALUE! | #VALUE! | 12.83 | Old work (One or more coats) applied @ 1.82 ltr/10 sqm. | item no.374 | 30 | sqm
12.84 | Finishing walls with Acrylic Smooth exterior paint of required shade : | item no.375 | [52 empty] | 12.84 | Finishing walls with Acrylic Smooth exterior paint of required shade : | item no.375
12.85 | Old work (One or more coat applied @ 0.90 ltr/10 sqm). | item no.376 | 30 | sqm | 59.05 |  |  | Excess(+) | 1 | Full Conversion | INR | [40 empty] | #VALUE! | #VALUE! | #VALUE! | 12.85 | Old work (One or more coat applied @ 0.90 ltr/10 sqm). | item no.376 | 30 | sqm
13 | REPAIRS TO BUILDING | item no.377 | [52 empty] | 13 | REPAIRS TO BUILDING | item no.377
13.01 | Repairs to plaster of thickness 12 mm to 20 mm in patches of area 2.5 sq.meters and under, including cutting the patch in proper shape, raking out joints and preparing and plastering the surface of the walls complete, including disposal of rubbish to the dumping ground, all complete as per direction of Engineer-in-Charge. | item no.378 | [52 empty] | 13.01 | Repairs to plaster of thickness 12 mm to 20 mm in patches of area 2.5 sq.meters and under, including cutting the patch in proper shape, raking out joints and preparing and plastering the surface of the walls complete, including disposal of rubbish to the dumping ground, all complete as per direction of Engineer-in-Charge. | item no.378
13.02 | With cement mortar 1:4 (1cement: 4 coarse sand) | item no.379 | 6 | sqm | 376.67 |  |  | Excess(+) | 1 | Full Conversion | INR | [40 empty] | #VALUE! | #VALUE! | #VALUE! | 13.02 | With cement mortar 1:4 (1cement: 4 coarse sand) | item no.379 | 6 | sqm
13.03 | Fixing chowkhats in existing opening including embedding chowkhats in floors or walls cutting masonry for holdfasts, embedding hold fasts in cement concrete blocks of size 15 x 10 x 10 cm with cement concrete 1:3:6 (1 cement : 3 coarse sand : 6 graded stone aggregate 20 mm nominal size), painting two coats of approved wood preservative to sides of chowkhats and making good the damages to walls and floors as required complete, including disposal of rubbish to the dumping ground, all complete as per direction of Engineer-in-Charge. | item no.380 | [52 empty] | 13.03 | Fixing chowkhats in existing opening including embedding chowkhats in floors or walls cutting masonry for holdfasts, embedding hold fasts in cement concrete blocks of size 15 x 10 x 10 cm with cement concrete 1:3:6 (1 cement : 3 coarse sand : 6 graded stone aggregate 20 mm nominal size), painting two coats of approved wood preservative to sides of chowkhats and making good the damages to walls and floors as required complete, including disposal of rubbish to the dumping ground, all complete as per direction of Engineer-in-Charge. | item no.380
13.04 | Door chowkhats | item no.381 | 6 | each | 1198.46 |  |  | Excess(+) | 1 | Full Conversion | INR | [40 empty] | #VALUE! | #VALUE! | #VALUE! | 13.04 | Door chowkhats | item no.381 | 6 | each
13.05 | Window chowkhats | item no.382 | 6 | each | 753.09 |  |  | Excess(+) | 1 | Full Conversion | INR | [40 empty] | #VALUE! | #VALUE! | #VALUE! | 13.05 | Window chowkhats | item no.382 | 6 | each
13.06 | Making the opening in brick masonry including dismantling in floor or walls by cutting masonry and making good the damages to walls, flooring and jambs complete, to match existing surface i/c disposal of mulba/ rubbish to the nearest municipal dumping ground, all complete as per direction of Engineer-in-Charge. | item no.383 | [52 empty] | 13.06 | Making the opening in brick masonry including dismantling in floor or walls by cutting masonry and making good the damages to walls, flooring and jambs complete, to match existing surface i/c disposal of mulba/ rubbish to the nearest municipal dumping ground, all complete as per direction of Engineer-in-Charge. | item no.383
13.07 | For door/ window/ clerestory window | item no.384 | 6 | sqm | 817.58 |  |  | Excess(+) | 1 | Full Conversion | INR | [40 empty] | #VALUE! | #VALUE! | #VALUE! | 13.07 | For door/ window/ clerestory window | item no.384 | 6 | sqm
13.08 | Renewing glass panes and refixing existing wooden fillets: | item no.385 | [52 empty] | 13.08 | Renewing glass panes and refixing existing wooden fillets: | item no.385
13.09 | Float glass panes of nominal thickness 4 mm (weight not less than 10kg/sqm) | item no.386 | 30 | sqm | 867.9 |  |  | Excess(+) | 1 | Full Conversion | INR | [40 empty] | #VALUE! | #VALUE! | #VALUE! | 13.09 | Float glass panes of nominal thickness 4 mm (weight not less than 10kg/sqm) | item no.386 | 30 | sqm
13.1 | Refixing old glass panes with putty and nails | item no.387 | 12 | sqm | 485.79 |  |  | Excess(+) | 1 | Full Conversion | INR | [40 empty] | #VALUE! | #VALUE! | #VALUE! | 13.1 | Refixing old glass panes with putty and nails | item no.387 | 12 | sqm
13.11 | Renewing Wrought iron or M.S. Wheel or roller of steel door or gate and fitting and fixing the same with necessary clamps, nuts and bolts/welding and erection etc. complete. | item no.388 | [52 empty] | 13.11 | Renewing Wrought iron or M.S. Wheel or roller of steel door or gate and fitting and fixing the same with necessary clamps, nuts and bolts/welding and erection etc. complete. | item no.388
13.12 | Wheel 50 mm dia and below | item no.389 | 12 | per wheel | 128.67 |  |  | Excess(+) | 1 | Full Conversion | INR | [40 empty] | #VALUE! | #VALUE! | #VALUE! | 13.12 | Wheel 50 mm dia and below | item no.389 | 12 | per wheel
13.13 | Wheel above 50 mm dia | item no.390 | 12 | per wheel | 210.82 |  |  | Excess(+) | 1 | Full Conversion | INR | [40 empty] | #VALUE! | #VALUE! | #VALUE! | 13.13 | Wheel above 50 mm dia | item no.390 | 12 | per wheel
13.14 | Providing and fixing double scaffolding system (cup lock type) on the exterior side, up to seven story height made with 40 mm dia M.S. tube 1.5 m centre to centre, horizontal & vertical tubes joining with cup & lock system with M.S. tubes, M.S. tube challies, M.S. clamps and M.S. staircase system in the scaffolding for working platform etc. and maintaining it in a serviceable condition for the required duration as approved and removing it there after .The scaffolding system shall be stiffened with bracings, runners, connection with the building etc wherever required for inspection of work at required locations with essential safety features for the workmen etc. complete as per directions and approval of Engineer-in-charge .The elevational area of the scaffolding shall be measured for payment purpose .The payment will be made once irrespective of duration of scaffolding. | item no.391 | 12 | sqm | 226.17 |  |  | Excess(+) | 1 | Full Conversion | INR | [40 empty] | #VALUE! | #VALUE! | #VALUE! | 13.14 | Providing and fixing double scaffolding system (cup lock type) on the exterior side, up to seven story height made with 40 mm dia M.S. tube 1.5 m centre to centre, horizontal & vertical tubes joining with cup & lock system with M.S. tubes, M.S. tube challies, M.S. clamps and M.S. staircase system in the scaffolding for working platform etc. and maintaining it in a serviceable condition for the required duration as approved and removing it there after .The scaffolding system shall be stiffened with bracings, runners, connection with the building etc wherever required for inspection of work at required locations with essential safety features for the workmen etc. complete as per directions and approval of Engineer-in-charge .The elevational area of the scaffolding shall be measured for payment purpose .The payment will be made once irrespective of duration of scaffolding. | item no.391 | 12 | sqm
13.15 | Hacking of CC flooring including cleaning for surface etc. complete as per direction of the Engineer-in-Charge. | item no.392 | 30 | sqm | 2.19 |  |  | Excess(+) | 1 | Full Conversion | INR | [40 empty] | #VALUE! | #VALUE! | #VALUE! | 13.15 | Hacking of CC flooring including cleaning for surface etc. complete as per direction of the Engineer-in-Charge. | item no.392 | 30 | sqm
14 | DISMANTLING AND DEMOLISHING | item no.393 | [52 empty] | 14 | DISMANTLING AND DEMOLISHING | item no.393
14.01 | Demolishing lime concrete manually/ by mechanical means and disposal of material within 50 metres lead as per direction of Engineer- in-charge. | item no.394 | 6 | cum | 532.66 |  |  | Excess(+) | 1 | Full Conversion | INR | [40 empty] | #VALUE! | #VALUE! | #VALUE! | 14.01 | Demolishing lime concrete manually/ by mechanical means and disposal of material within 50 metres lead as per direction of Engineer- in-charge. | item no.394 | 6 | cum
14.02 | Demolishing cement concrete manually/ by mechanical means including disposal of material within 50 metres lead as per direction of Engineer - in - charge. | item no.395 | [52 empty] | 14.02 | Demolishing cement concrete manually/ by mechanical means including disposal of material within 50 metres lead as per direction of Engineer - in - charge. | item no.395
14.03 | Nominal concrete 1:3:6 or richer mix (i/c equivalent design mix) | item no.396 | 6 | cum | 1523.41 |  |  | Excess(+) | 1 | Full Conversion | INR | [40 empty] | #VALUE! | #VALUE! | #VALUE! | 14.03 | Nominal concrete 1:3:6 or richer mix (i/c equivalent design mix) | item no.396 | 6 | cum
14.04 | Nominal concrete 1:4:8 or leaner mix (i/c equivalent design mix) | item no.397 | 6 | cum | 940.64 |  |  | Excess(+) | 1 | Full Conversion | INR | [40 empty] | #VALUE! | #VALUE! | #VALUE! | 14.04 | Nominal concrete 1:4:8 or leaner mix (i/c equivalent design mix) | item no.397 | 6 | cum
14.05 | Demolishing R.C.C. work manually/ by mechanical means including stacking of steel bars and disposal of unserviceable material within 50 metres lead as per direction of Engineer - in- charge. | item no.398 | 6 | cum | 2222.44 |  |  | Excess(+) | 1 | Full Conversion | INR | [40 empty] | #VALUE! | #VALUE! | #VALUE! | 14.05 | Demolishing R.C.C. work manually/ by mechanical means including stacking of steel bars and disposal of unserviceable material within 50 metres lead as per direction of Engineer - in- charge. | item no.398 | 6 | cum
14.06 | Demolishing brick work manually/ by mechanical means including stacking of serviceable material and disposal of unserviceable material within 50 metres lead as per direction of Engineer-in-charge. | item no.399 | [52 empty] | 14.06 | Demolishing brick work manually/ by mechanical means including stacking of serviceable material and disposal of unserviceable material within 50 metres lead as per direction of Engineer-in-charge. | item no.399
14.07 | In cement mortar | item no.400 | 6 | cum | 1288.82 |  |  | Excess(+) | 1 | Full Conversion | INR | [40 empty] | #VALUE! | #VALUE! | #VALUE! | 14.07 | In cement mortar | item no.400 | 6 | cum
14.08 | Removing mortar from bricks and cleaning bricks including stacking within a lead of 50 m (stacks of cleaned bricks shall be measured): | item no.401 | [52 empty] | 14.08 | Removing mortar from bricks and cleaning bricks including stacking within a lead of 50 m (stacks of cleaned bricks shall be measured): | item no.401
14.09 | From brick work in cement mortar | item no.402 | 1 | 1000 Nos | 4279.61 |  |  | Excess(+) | 1 | Full Conversion | INR | [40 empty] | #VALUE! | #VALUE! | #VALUE! | 14.09 | From brick work in cement mortar | item no.402 | 1 | 1000 Nos
14.1 | Dismantling doors, windows and clerestory windows (steel or wood) shutter including chowkhats, architrave, holdfasts etc. complete and stacking within 50 metres lead : | item no.403 | [52 empty] | 14.1 | Dismantling doors, windows and clerestory windows (steel or wood) shutter including chowkhats, architrave, holdfasts etc. complete and stacking within 50 metres lead : | item no.403
14.11 | Of area 3 sq. metres and below | item no.404 | 3 | each | 240.68 |  |  | Excess(+) | 1 | Full Conversion | INR | [40 empty] | #VALUE! | #VALUE! | #VALUE! | 14.11 | Of area 3 sq. metres and below | item no.404 | 3 | each
14.12 | Of area beyond 3 sq. metres | item no.405 | 3 | each | 329.37 |  |  | Excess(+) | 1 | Full Conversion | INR | [40 empty] | #VALUE! | #VALUE! | #VALUE! | 14.12 | Of area beyond 3 sq. metres | item no.405 | 3 | each
14.13 | Taking out doors, windows and clerestory window shutters (steel or wood) including stacking within 50 metres lead : | item no.406 | [52 empty] | 14.13 | Taking out doors, windows and clerestory window shutters (steel or wood) including stacking within 50 metres lead : | item no.406
14.14 | Of area 3 sq. metres and below | item no.407 | 6 | each | 93.42 |  |  | Excess(+) | 1 | Full Conversion | INR | [40 empty] | #VALUE! | #VALUE! | #VALUE! | 14.14 | Of area 3 sq. metres and below | item no.407 | 6 | each
14.15 | Dismantling steel work in built up sections in angles, tees, flats and channels including all gusset plates, bolts, nuts, cutting rivets, welding etc. including dismembering and stacking within 50 metres lead. | item no.408 | 30 | kg | 3.63 |  |  | Excess(+) | 1 | Full Conversion | INR | [40 empty] | #VALUE! | #VALUE! | #VALUE! | 14.15 | Dismantling steel work in built up sections in angles, tees, flats and channels including all gusset plates, bolts, nuts, cutting rivets, welding etc. including dismembering and stacking within 50 metres lead. | item no.408 | 30 | kg
14.16 | Dismantling tile work in floors and roofs laid in cement mortar including stacking material within 50 metres lead. | item no.409 | [52 empty] | 14.16 | Dismantling tile work in floors and roofs laid in cement mortar including stacking material within 50 metres lead. | item no.409
14.17 | For thickness of tiles 10 mm to 25 mm | item no.410 | 30 | sqm | 48.09 |  |  | Excess(+) | 1 | Full Conversion | INR | [40 empty] | #VALUE! | #VALUE! | #VALUE! | 14.17 | For thickness of tiles 10 mm to 25 mm | item no.410 | 30 | sqm
14.18 | For thickness of tiles above 25 mm and up to 40 mm | item no.411 | 30 | sqm | 75.14 |  |  | Excess(+) | 1 | Full Conversion | INR | [40 empty] | #VALUE! | #VALUE! | #VALUE! | 14.18 | For thickness of tiles above 25 mm and up to 40 mm | item no.411 | 30 | sqm
14.19 | Demolishing dry brick pitching in floors, drains etc. including stacking of serviceable material and disposal of unserviceable material within 50 metres lead : | item no.412 | 15 | cum | 824.63 |  |  | Excess(+) | 1 | Full Conversion | INR | [40 empty] | #VALUE! | #VALUE! | #VALUE! | 14.19 | Demolishing dry brick pitching in floors, drains etc. including stacking of serviceable material and disposal of unserviceable material within 50 metres lead : | item no.412 | 15 | cum
14.2 | Dismantling stone slab flooring laid in cement mortar including stacking of serviceable material and disposal of unserviceable material within 50 metres lead. | item no.413 | 15 | sqm | 166.85 |  |  | Excess(+) | 1 | Full Conversion | INR | [40 empty] | #VALUE! | #VALUE! | #VALUE! | 14.2 | Dismantling stone slab flooring laid in cement mortar including stacking of serviceable material and disposal of unserviceable material within 50 metres lead. | item no.413 | 15 | sqm
14.21 | Demolishing brick tile covering in terracing including stacking of serviceable material and disposal of unserviceable material within 50 metres lead. | item no.414 | 6 | sqm | 69.79 |  |  | Excess(+) | 1 | Full Conversion | INR | [40 empty] | #VALUE! | #VALUE! | #VALUE! | 14.21 | Demolishing brick tile covering in terracing including stacking of serviceable material and disposal of unserviceable material within 50 metres lead. | item no.414 | 6 | sqm
14.22 | Demolishing mud phaska in terracing and disposal of material within 50 metres lead. | item no.415 | 15 | cum | 571.94 |  |  | Excess(+) | 1 | Full Conversion | INR | [40 empty] | #VALUE! | #VALUE! | #VALUE! | 14.22 | Demolishing mud phaska in terracing and disposal of material within 50 metres lead. | item no.415 | 15 | cum
14.23 | Dismantling roofing including ridges, hips, valleys and gutters etc., and stacking the material within 50 metres lead of: | item no.416 | [52 empty] | 14.23 | Dismantling roofing including ridges, hips, valleys and gutters etc., and stacking the material within 50 metres lead of: | item no.416
14.24 | G.S. Sheet | item no.417 | 30 | sqm | 106.88 |  |  | Excess(+) | 1 | Full Conversion | INR | [40 empty] | #VALUE! | #VALUE! | #VALUE! | 14.24 | G.S. Sheet | item no.417 | 30 | sqm
14.25 | Asbestos Cement sheet | item no.418 | 6 | sqm | 49.89 |  |  | Excess(+) | 1 | Full Conversion | INR | [40 empty] | #VALUE! | #VALUE! | #VALUE! | 14.25 | Asbestos Cement sheet | item no.418 | 6 | sqm
14.26 | Dismantling and stacking within 50 metres lead, fencing posts or struts including all earth work and dismantling of concrete etc. in base of: | item no.419 | [52 empty] | 14.26 | Dismantling and stacking within 50 metres lead, fencing posts or struts including all earth work and dismantling of concrete etc. in base of: | item no.419
14.27 | T' or 'L' iron or pipe | item no.420 | 6 | each | 149.27 |  |  | Excess(+) | 1 | Full Conversion | INR | [40 empty] | #VALUE! | #VALUE! | #VALUE! | 14.27 | T' or 'L' iron or pipe | item no.420 | 6 | each
14.28 | Dismantling barbed wire or flexible wire rope in fencing including making rolls and stacking within 50 metres lead. | item no.421 | 6 | kg | 23.01 |  |  | Excess(+) | 1 | Full Conversion | INR | [40 empty] | #VALUE! | #VALUE! | #VALUE! | 14.28 | Dismantling barbed wire or flexible wire rope in fencing including making rolls and stacking within 50 metres lead. | item no.421 | 6 | kg
14.29 | Dismantling wooden boardings in lining of walls and partitions, excluding supporting members but including stacking within 50 metres lead : | item no.422 | [52 empty] | 14.29 | Dismantling wooden boardings in lining of walls and partitions, excluding supporting members but including stacking within 50 metres lead : | item no.422
14.3 | Up to 10 mm thick | item no.423 | 12 | sqm | 39.36 |  |  | Excess(+) | 1 | Full Conversion | INR | [40 empty] | #VALUE! | #VALUE! | #VALUE! | 14.3 | Up to 10 mm thick | item no.423 | 12 | sqm
14.31 | Thickness above 10 mm up to 25 mm | item no.424 | 12 | sqm | 50.24 |  |  | Excess(+) | 1 | Full Conversion | INR | [40 empty] | #VALUE! | #VALUE! | #VALUE! | 14.31 | Thickness above 10 mm up to 25 mm | item no.424 | 12 | sqm
14.32 | Thickness above 25 mm up to 40 mm | item no.425 | 12 | sqm | 58.35 |  |  | Excess(+) | 1 | Full Conversion | INR | [40 empty] | #VALUE! | #VALUE! | #VALUE! | 14.32 | Thickness above 25 mm up to 40 mm | item no.425 | 12 | sqm
14.33 | Dismantling C.I. or asbestos rain water pipe with fittings and clamps including stacking the material within 50 metres lead : | item no.426 | [52 empty] | 14.33 | Dismantling C.I. or asbestos rain water pipe with fittings and clamps including stacking the material within 50 metres lead : | item no.426
14.34 | 75 to 80 mm dia pipe | item no.427 | 6 | metre | 47.34 |  |  | Excess(+) | 1 | Full Conversion | INR | [40 empty] | #VALUE! | #VALUE! | #VALUE! | 14.34 | 75 to 80 mm dia pipe | item no.427 | 6 | metre
14.35 | 100 mm dia pipe | item no.428 | 6 | metre | 48.79 |  |  | Excess(+) | 1 | Full Conversion | INR | [40 empty] | #VALUE! | #VALUE! | #VALUE! | 14.35 | 100 mm dia pipe | item no.428 | 6 | metre
14.36 | Dismantling of road gully chamber of various sizes including C.I. grating with frame including stacking of useful materials near the site and disposal of unserviceable materials within 50 metres lead including refilling the excavated gap. | item no.429 | 12 | each | 602.1 |  |  | Excess(+) | 1 | Full Conversion | INR | [40 empty] | #VALUE! | #VALUE! | #VALUE! | 14.36 | Dismantling of road gully chamber of various sizes including C.I. grating with frame including stacking of useful materials near the site and disposal of unserviceable materials within 50 metres lead including refilling the excavated gap. | item no.429 | 12 | each
14.37 | Dismantling old plaster or skirting raking out joints and cleaning the surface for plaster including disposal of rubbish to the dumping ground within 50 metres lead. | item no.430 | 6 | sqm | 34.19 |  |  | Excess(+) | 1 | Full Conversion | INR | [40 empty] | #VALUE! | #VALUE! | #VALUE! | 14.37 | Dismantling old plaster or skirting raking out joints and cleaning the surface for plaster including disposal of rubbish to the dumping ground within 50 metres lead. | item no.430 | 6 | sqm
14.38 | Dismantling aluminium/ Gypsum partitions, doors, windows, fixed glazing and false ceiling including disposal of unserviceable material and stacking of serviceable material with in 50 meters lead as directed by Engineer-in-charge. | item no.431 | 6 | sqm | 36.82 |  |  | Excess(+) | 1 | Full Conversion | INR | [40 empty] | #VALUE! | #VALUE! | #VALUE! | 14.38 | Dismantling aluminium/ Gypsum partitions, doors, windows, fixed glazing and false ceiling including disposal of unserviceable material and stacking of serviceable material with in 50 meters lead as directed by Engineer-in-charge. | item no.431 | 6 | sqm
14.39 | Disposal of building rubbish / malba / similar unserviceable, dismantled or waste materials by mechanical means, including loading, transporting, unloading to approved municipal dumping ground or as approved by Engineer-in-charge, beyond 50 m initial lead, for all leads including all lifts involved. | item no.432 | 60 | cum | 121.74 |  |  | Excess(+) | 1 | Full Conversion | INR | [40 empty] | #VALUE! | #VALUE! | #VALUE! | 14.39 | Disposal of building rubbish / malba / similar unserviceable, dismantled or waste materials by mechanical means, including loading, transporting, unloading to approved municipal dumping ground or as approved by Engineer-in-charge, beyond 50 m initial lead, for all leads including all lifts involved. | item no.432 | 60 | cum
15 | ROAD WORK | item no.433 | [52 empty] | 15 | ROAD WORK | item no.433
15.01 | Fencing with angle iron post placed at required distance embedded in cement concrete blocks, every 15th post, last but one end post and corner post shall be strutted on both sides and end post on one side only and provided with horizontal lines and two diagonals interwoven with horizontal wires, of barbed wire weighing 9.38 kg per 100 m (minimum), between the two posts fitted and fixed with G.I. staples, turn buckles etc. complete. (Cost of posts, struts, earth work and concrete work to be paid for separately). Payment to be made per metre cost of total length of barbed wire used. | item no.434 | [52 empty] | 15.01 | Fencing with angle iron post placed at required distance embedded in cement concrete blocks, every 15th post, last but one end post and corner post shall be strutted on both sides and end post on one side only and provided with horizontal lines and two diagonals interwoven with horizontal wires, of barbed wire weighing 9.38 kg per 100 m (minimum), between the two posts fitted and fixed with G.I. staples, turn buckles etc. complete. (Cost of posts, struts, earth work and concrete work to be paid for separately). Payment to be made per metre cost of total length of barbed wire used. | item no.434
15.02 | With G.I. barbed wire | item no.435 | 120 | metre | 16.7 |  |  | Excess(+) | 1 | Full Conversion | INR | [40 empty] | #VALUE! | #VALUE! | #VALUE! | 15.02 | With G.I. barbed wire | item no.435 | 120 | metre
15.03 | Supplying at site Angle iron post & strut of required size including bottom to be split and bent at right angle in opposite direction for 10 cm length and drilling holes upto 10 mm dia. etc. complete. | item no.436 | 30 | kg | 81.01 |  |  | Excess(+) | 1 | Full Conversion | INR | [40 empty] | #VALUE! | #VALUE! | #VALUE! | 15.03 | Supplying at site Angle iron post & strut of required size including bottom to be split and bent at right angle in opposite direction for 10 cm length and drilling holes upto 10 mm dia. etc. complete. | item no.436 | 30 | kg
15.04 | Cement concrete 1:2:4 (1 cement : 2 coarse sand : 4 graded stone aggregate 40 mm nominal size) in pavements, laid to required slope and camber in panels as required including consolidation finishing and tamping complete. | item no.437 | 3 | cum | 5998.11 |  |  | Excess(+) | 1 | Full Conversion | INR | [40 empty] | #VALUE! | #VALUE! | #VALUE! | 15.04 | Cement concrete 1:2:4 (1 cement : 2 coarse sand : 4 graded stone aggregate 40 mm nominal size) in pavements, laid to required slope and camber in panels as required including consolidation finishing and tamping complete. | item no.437 | 3 | cum
15.05 | Painting runway/taxi track/apron marking with adequate nos of coats to give uniform finish with road marking paint of superior make as approved by the Engineer-in-charge, i/c cleaning the surface of ail dirt, scales, oil, grease and other foreign material etc. and lining out complete. | item no.438 | [52 empty] | 15.05 | Painting runway/taxi track/apron marking with adequate nos of coats to give uniform finish with road marking paint of superior make as approved by the Engineer-in-charge, i/c cleaning the surface of ail dirt, scales, oil, grease and other foreign material etc. and lining out complete. | item no.438
15.06 | New work (Two or more coats) | item no.439 | 15 | sqm | 132.26 |  |  | Excess(+) | 1 | Full Conversion | INR | [40 empty] | #VALUE! | #VALUE! | #VALUE! | 15.06 | New work (Two or more coats) | item no.439 | 15 | sqm
15.07 | Old work (One or more coats) | item no.440 | 30 | sqm | 84.52 |  |  | Excess(+) | 1 | Full Conversion | INR | [40 empty] | #VALUE! | #VALUE! | #VALUE! | 15.07 | Old work (One or more coats) | item no.440 | 30 | sqm
15.08 | Painting road surface marking with adequate nos of coats to give uniform finish with ready mixed road marking paint conforming to IS : 164, on bituminous surface in white/yellow shade, including cleaning the surface of all dirt, scales, oil, grease and foreign material etc. complete. | item no.441 | [52 empty] | 15.08 | Painting road surface marking with adequate nos of coats to give uniform finish with ready mixed road marking paint conforming to IS : 164, on bituminous surface in white/yellow shade, including cleaning the surface of all dirt, scales, oil, grease and foreign material etc. complete. | item no.441
15.09 | New work (Two or more coats) | item no.442 | 30 | sqm | 189.34 |  |  | Excess(+) | 1 | Full Conversion | INR | [40 empty] | #VALUE! | #VALUE! | #VALUE! | 15.09 | New work (Two or more coats) | item no.442 | 30 | sqm
15.1 | Old work (One or more coats) | item no.443 | 30 | sqm | 124.24 |  |  | Excess(+) | 1 | Full Conversion | INR | [40 empty] | #VALUE! | #VALUE! | #VALUE! | 15.1 | Old work (One or more coats) | item no.443 | 30 | sqm
15.11 | Providing and fixing concertina coil fencing with punched tape concertina coil 600 mm dia 10 metre openable length ( total length 90 m), having 50 nos rounds per 6 metre length, upto 3 m height of wall with existing angle iron 'Y' shaped placed 2.4m or 3.00 m apart and with 9 horizontal R.B.T. reinforced barbed wire, stud tied with G.I. staples and G.I. clips to retain horizontal, including necessary bolts or G.I. barbed wire tied to angle iron, all complete as per direction of Engineer-in-charge, with reinforced barbed tape(R.B.T.) / Spring core (2.5mm thick) wire of high tensile strength of 165 kg/ sq.mm with tape (0.52 mm thick) and weight 43.478 gm/ metre (cost of M.S. angle, C.C. blocks shall be paid separately) | item no.444 | 6 | metre | 254.97 |  |  | Excess(+) | 1 | Full Conversion | INR | [40 empty] | #VALUE! | #VALUE! | #VALUE! | 15.11 | Providing and fixing concertina coil fencing with punched tape concertina coil 600 mm dia 10 metre openable length ( total length 90 m), having 50 nos rounds per 6 metre length, upto 3 m height of wall with existing angle iron 'Y' shaped placed 2.4m or 3.00 m apart and with 9 horizontal R.B.T. reinforced barbed wire, stud tied with G.I. staples and G.I. clips to retain horizontal, including necessary bolts or G.I. barbed wire tied to angle iron, all complete as per direction of Engineer-in-charge, with reinforced barbed tape(R.B.T.) / Spring core (2.5mm thick) wire of high tensile strength of 165 kg/ sq.mm with tape (0.52 mm thick) and weight 43.478 gm/ metre (cost of M.S. angle, C.C. blocks shall be paid separately) | item no.444 | 6 | metre
15.12 | Excavating holes upto 0.10 cum, including getting out the excavated soil, then returning the soil as deported in layers not exceeding 20 cm in depth, including consolidating and deposited layer by ramming watering etc., disposing of surplus excavated soil as directed with in a lead of 50 mm and lift upto 1.5 m. | item no.445 | [52 empty] | 15.12 | Excavating holes upto 0.10 cum, including getting out the excavated soil, then returning the soil as deported in layers not exceeding 20 cm in depth, including consolidating and deposited layer by ramming watering etc., disposing of surplus excavated soil as directed with in a lead of 50 mm and lift upto 1.5 m. | item no.445
15.13 | All kind of soil | item no.446 | 60 | each | 23.19 |  |  | Excess(+) | 1 | Full Conversion | INR | [40 empty] | #VALUE! | #VALUE! | #VALUE! | 15.13 | All kind of soil | item no.446 | 60 | each
15.14 | Providing and laying 60mm thick faciory made cement concrete interlocking paver block of M -30 grade made by block making machine with strong vibratory compaction, of approved size, design & shape, laid in required colour and pattern over and including 50mm thick compacted bed of coarse sand, filling the joints with line sand etc. all complete as per the direction of Engineer-in-charge. | item no.447 | 6 | sqm | 753.48 |  |  | Excess(+) | 1 | Full Conversion | INR | [40 empty] | #VALUE! | #VALUE! | #VALUE! | 15.14 | Providing and laying 60mm thick faciory made cement concrete interlocking paver block of M -30 grade made by block making machine with strong vibratory compaction, of approved size, design & shape, laid in required colour and pattern over and including 50mm thick compacted bed of coarse sand, filling the joints with line sand etc. all complete as per the direction of Engineer-in-charge. | item no.447 | 6 | sqm
15.15 | Providing and laying at or near ground level factory made kerb stone of M-25 grade cement concrete in position to the required line, level and curvature, jointed with cement mortar 1:3 (1 cement: 3 coarse sand), including making joints with or without grooves (thickness of joints except at sharp curve shall not to more than 5mm), including making drainage opening wherever required complete etc. as per direction of Engineer-in-charge (length of finished kerb edging shall be measured for payment). (Precast C.C. kerb stone shall be approved by Engineer-in-charge). | item no.448 | 2 | cum | 7344.27 |  |  | Excess(+) | 1 | Full Conversion | INR | [40 empty] | #VALUE! | #VALUE! | #VALUE! | 15.15 | Providing and laying at or near ground level factory made kerb stone of M-25 grade cement concrete in position to the required line, level and curvature, jointed with cement mortar 1:3 (1 cement: 3 coarse sand), including making joints with or without grooves (thickness of joints except at sharp curve shall not to more than 5mm), including making drainage opening wherever required complete etc. as per direction of Engineer-in-charge (length of finished kerb edging shall be measured for payment). (Precast C.C. kerb stone shall be approved by Engineer-in-charge). | item no.448 | 2 | cum
15.16 | Providing and laying matt finished vitrified tile of size 300x300x9.8mm having with water absorption less than 0.5% and conforming to IS: 15622 of approved make in all colours and shades in for outdoor floors such as footpath, court yard, multi modals location etc., laid on 20mm thick base of cement mortar 1:4 (1 cement : 4 coarse sand) in all shapes & patterns including grouting the joints with white cement mixed with matching pigments etc. complete as per direction of Engineer-in-Charge. | item no.449 | 6 | sqm | 1108.98 |  |  | Excess(+) | 1 | Full Conversion | INR | [40 empty] | #VALUE! | #VALUE! | #VALUE! | 15.16 | Providing and laying matt finished vitrified tile of size 300x300x9.8mm having with water absorption less than 0.5% and conforming to IS: 15622 of approved make in all colours and shades in for outdoor floors such as footpath, court yard, multi modals location etc., laid on 20mm thick base of cement mortar 1:4 (1 cement : 4 coarse sand) in all shapes & patterns including grouting the joints with white cement mixed with matching pigments etc. complete as per direction of Engineer-in-Charge. | item no.449 | 6 | sqm
15.17 | Providing and laying tactile tile (for vision impaired persons as per standards) of size 300x300x9.8mm having with water absorption less than 0.5% and conforming to IS:15622 of approved make in all colours and shades in for outdoor floors such as footpath, court yard, multi modals location etc., laid on 20mm thick base of cement mortar 1:4 (1 cement : 4 coarse sand) in all shapes & patterns including grouting the joints with white cement mixed with matching pigments etc. complete as per direction of Engineer-in-Charge. | item no.450 | 6 | sqm | 1695.52 | 20610 |  | Excess(+) | 1 | Full Conversion | INR | [40 empty] | #VALUE! | #VALUE! | #VALUE! | 15.17 | Providing and laying tactile tile (for vision impaired persons as per standards) of size 300x300x9.8mm having with water absorption less than 0.5% and conforming to IS:15622 of approved make in all colours and shades in for outdoor floors such as footpath, court yard, multi modals location etc., laid on 20mm thick base of cement mortar 1:4 (1 cement : 4 coarse sand) in all shapes & patterns including grouting the joints with white cement mixed with matching pigments etc. complete as per direction of Engineer-in-Charge. | item no.450 | 6 | sqm
16 | SANITARY INSTALLATIONS | item no.451 | [52 empty] | 16 | SANITARY INSTALLATIONS | item no.451
16.001 | Providing and fixing water closet squatting pan (Indian type W.C. pan ) with 100 mm sand cast Iron P or S trap, 10 litre low level white P.V.C. flushing cistern, including flush pipe, with manually controlled device (handle lever) conforming to IS : 7231, with all fittings and fixtures complete, including cutting and making good the walls and floors wherever required: | item no.452 | [52 empty] | 16.001 | Providing and fixing water closet squatting pan (Indian type W.C. pan ) with 100 mm sand cast Iron P or S trap, 10 litre low level white P.V.C. flushing cistern, including flush pipe, with manually controlled device (handle lever) conforming to IS : 7231, with all fittings and fixtures complete, including cutting and making good the walls and floors wherever required: | item no.452
16.002 | White Vitreous china Orissa pattern W.C. pan of size 580x440 mm with integral type foot rests | item no.453 | 3 | each | 4753.61 |  |  | Excess(+) | 1 | Full Conversion | INR | [40 empty] | #VALUE! | #VALUE! | #VALUE! | 16.002 | White Vitreous china Orissa pattern W.C. pan of size 580x440 mm with integral type foot rests | item no.453 | 3 | each
16.003 | Providing and fixing white vitreous china pedestal type water closet (European type W.C. pan) with seat and lid, 10 litre low level white P.V.C. flushing cistern, including flush pipe, with manually controlled device (handle lever), conforming to IS : 7231, with all fittings and fixtures complete, including cutting and making good the walls and floors wherever required : | item no.454 | [52 empty] | 16.003 | Providing and fixing white vitreous china pedestal type water closet (European type W.C. pan) with seat and lid, 10 litre low level white P.V.C. flushing cistern, including flush pipe, with manually controlled device (handle lever), conforming to IS : 7231, with all fittings and fixtures complete, including cutting and making good the walls and floors wherever required : | item no.454
16.004 | W.C. pan with ISI marked white solid plastic seat and lid | item no.455 | 3 | each | 4612.84 |  |  | Excess(+) | 1 | Full Conversion | INR | [40 empty] | #VALUE! | #VALUE! | #VALUE! | 16.004 | W.C. pan with ISI marked white solid plastic seat and lid | item no.455 | 3 | each
16.005 | Providing and fixing white vitreous china flat back half stall urinal of size 580x380x350 mm with white PVC automatic flushing cistern, with fittings, standard size C.P. brass flush pipe, spreaders with unions and clamps (all in C.P. brass) with waste fitting as per IS : 2556, C.I. trap with outlet grating and other couplings in C.P. brass, including painting of fittings and cutting and making good the walls and floors wherever required : | item no.456 | [52 empty] | 16.005 | Providing and fixing white vitreous china flat back half stall urinal of size 580x380x350 mm with white PVC automatic flushing cistern, with fittings, standard size C.P. brass flush pipe, spreaders with unions and clamps (all in C.P. brass) with waste fitting as per IS : 2556, C.I. trap with outlet grating and other couplings in C.P. brass, including painting of fittings and cutting and making good the walls and floors wherever required : | item no.456
16.006 | Single half stall urinal with 5 litre P.V.C. automatic flushing cistern | item no.457 | 3 | each | 8207.45 |  |  | Excess(+) | 1 | Full Conversion | INR | [40 empty] | #VALUE! | #VALUE! | #VALUE! | 16.006 | Single half stall urinal with 5 litre P.V.C. automatic flushing cistern | item no.457 | 3 | each
16.007 | Providing and fixing wash basin with C.I. brackets, 15 mm C.P. brass pillar taps, 32 mm C.P. brass waste of standard pattern, including painting of fittings and brackets, cutting and making good the walls wherever require: | item no.458 | [52 empty] | 16.007 | Providing and fixing wash basin with C.I. brackets, 15 mm C.P. brass pillar taps, 32 mm C.P. brass waste of standard pattern, including painting of fittings and brackets, cutting and making good the walls wherever require: | item no.458
16.008 | White Vitreous China Wash basin size 630x450 mm with a pair of 15 mm C.P. brass pillar taps | item no.459 | 3 | each | 2707.32 | 37800 |  | Excess(+) | 1 | Full Conversion | INR | [40 empty] | #VALUE! | #VALUE! | #VALUE! | 16.008 | White Vitreous China Wash basin size 630x450 mm with a pair of 15 mm C.P. brass pillar taps | item no.459 | 3 | each
16.009 | White Vitreous China Wash basin size 550x400 mm with a pair of 15 mm C.P. brass pillar taps | item no.460 | 3 | each | 2496.18 | 37800 |  | Excess(+) | 1 | Full Conversion | INR | [40 empty] | #VALUE! | #VALUE! | #VALUE! | 16.009 | White Vitreous China Wash basin size 550x400 mm with a pair of 15 mm C.P. brass pillar taps | item no.460 | 3 | each
16.01 | Providing and fixing Stainless Steel A ISI 304 (18/8) kitchen sink as per IS:13983 with C.I. brackets and stainless steel plug 40 mm, including painting of fittings and brackets, cutting and making good the walls wherever required : | item no.461 | [52 empty] | 16.01 | Providing and fixing Stainless Steel A ISI 304 (18/8) kitchen sink as per IS:13983 with C.I. brackets and stainless steel plug 40 mm, including painting of fittings and brackets, cutting and making good the walls wherever required : | item no.461
16.011 | Kitchen sink with drain board | item no.462 | [52 empty] | 16.011 | Kitchen sink with drain board | item no.462
16.012 | 510x1040 mm bowl depth 250 mm | item no.463 | 3 | each | 4520.78 |  |  | Excess(+) | 1 | Full Conversion | INR | [40 empty] | #VALUE! | #VALUE! | #VALUE! | 16.012 | 510x1040 mm bowl depth 250 mm | item no.463 | 3 | each
16.013 | Kitchen sink without drain board | item no.464 | [52 empty] | 16.013 | Kitchen sink without drain board | item no.464
16.014 | 610x510 mm bowl depth 200 mm | item no.465 | 3 | each | 3184.17 | 37800 |  | Excess(+) | 1 | Full Conversion | INR | [40 empty] | #VALUE! | #VALUE! | #VALUE! | 16.014 | 610x510 mm bowl depth 200 mm | item no.465 | 3 | each
16.015 | 470x420 mm bowl depth 178 mm | item no.466 | 3 | each | 2304.34 | 37800 |  | Excess(+) | 1 | Full Conversion | INR | [40 empty] | #VALUE! | #VALUE! | #VALUE! | 16.015 | 470x420 mm bowl depth 178 mm | item no.466 | 3 | each
16.016 | Providing and fixing white vitreous china laboratory sink with C.I. brackets, C.P. brass chain with rubber plug, 40 mm C.P brass waste and 40mm C.P. brass trap with necessary C.P. brass unions complete, including painting of fittings and brackets, cutting and making good the wall wherever required : | item no.467 | [52 empty] | 16.016 | Providing and fixing white vitreous china laboratory sink with C.I. brackets, C.P. brass chain with rubber plug, 40 mm C.P brass waste and 40mm C.P. brass trap with necessary C.P. brass unions complete, including painting of fittings and brackets, cutting and making good the wall wherever required : | item no.467
16.017 | Size 450x300x150 mm | item no.468 | 3 | each | 3614.68 | 37800 |  | Excess(+) | 1 | Full Conversion | INR | [40 empty] | #VALUE! | #VALUE! | #VALUE! | 16.017 | Size 450x300x150 mm | item no.468 | 3 | each
16.018 | Size 600x450x200 mm | item no.469 | 3 | each | 4787.76 | 37800 |  | Excess(+) | 1 | Full Conversion | INR | [40 empty] | #VALUE! | #VALUE! | #VALUE! | 16.018 | Size 600x450x200 mm | item no.469 | 3 | each
16.019 | Extra for using coloured W.C. pan instead of white W.C. pan : | item no.470 | [52 empty] | 16.019 | Extra for using coloured W.C. pan instead of white W.C. pan : | item no.470
16.02 | Orissa pattern W.C. pan 580x440 mm | item no.471 | 3 | each | 739.06 |  |  | Excess(+) | 1 | Full Conversion | INR | [40 empty] | #VALUE! | #VALUE! | #VALUE! | 16.02 | Orissa pattern W.C. pan 580x440 mm | item no.471 | 3 | each
16.021 | Providing and fixing white vitreous china pedestal type (European type/ wash down type) water closet pan. | item no.472 | 3 | each | 1996.44 |  |  | Excess(+) | 1 | Full Conversion | INR | [40 empty] | #VALUE! | #VALUE! | #VALUE! | 16.021 | Providing and fixing white vitreous china pedestal type (European type/ wash down type) water closet pan. | item no.472 | 3 | each
16.022 | Providing and fixing P.V.C. low level flushing cistern with manually controlled device (handle lever) conforming to IS : 7231, with all fittings and fixtures complete. | item no.473 | [52 empty] | 16.022 | Providing and fixing P.V.C. low level flushing cistern with manually controlled device (handle lever) conforming to IS : 7231, with all fittings and fixtures complete. | item no.473
16.023 | 10 litre capacity - White | item no.474 | 3 | each | 876.76 |  |  | Excess(+) | 1 | Full Conversion | INR | [40 empty] | #VALUE! | #VALUE! | #VALUE! | 16.023 | 10 litre capacity - White | item no.474 | 3 | each
16.024 | Providing and fixing white vitreous china wash basin including making all connections but excluding the cost of fittings : | item no.475 | [52 empty] | 16.024 | Providing and fixing white vitreous china wash basin including making all connections but excluding the cost of fittings : | item no.475
16.025 | Flat back wash basin of size 550x400 mm | item no.476 | 3 | each | 787.9 | 37800 |  | Excess(+) | 1 | Full Conversion | INR | [40 empty] | #VALUE! | #VALUE! | #VALUE! | 16.025 | Flat back wash basin of size 550x400 mm | item no.476 | 3 | each
16.026 | Providing and fixing white vitreous china laboratory sink including making all connections excluding cost of fittings : | item no.477 | [52 empty] | 16.026 | Providing and fixing white vitreous china laboratory sink including making all connections excluding cost of fittings : | item no.477
16.027 | Size 450x300x150 mm | item no.478 | 3 | each | 1879.83 | 37800 |  | Excess(+) | 1 | Full Conversion | INR | [40 empty] | #VALUE! | #VALUE! | #VALUE! | 16.027 | Size 450x300x150 mm | item no.478 | 3 | each
16.028 | Size 600x450x200 mm | item no.479 | 3 | each | 3052.95 | 37800 |  | Excess(+) | 1 | Full Conversion | INR | [40 empty] | #VALUE! | #VALUE! | #VALUE! | 16.028 | Size 600x450x200 mm | item no.479 | 3 | each
16.029 | Providing and fixing P.V.C. waste pipe for sink or wash basin including P.V.C. waste fittings complete. | item no.480 | [52 empty] | 16.029 | Providing and fixing P.V.C. waste pipe for sink or wash basin including P.V.C. waste fittings complete. | item no.480
16.03 | Semi rigid pipe | item no.481 | [52 empty] | 16.03 | Semi rigid pipe | item no.481
16.031 | 32 mm dia | item no.482 | 6 | each | 76.89 | 37800 |  | Excess(+) | 1 | Full Conversion | INR | [40 empty] | #VALUE! | #VALUE! | #VALUE! | 16.031 | 32 mm dia | item no.482 | 6 | each
16.032 | 40 mm dia | item no.483 | 6 | each | 86.27 | 37800 |  | Excess(+) | 1 | Full Conversion | INR | [40 empty] | #VALUE! | #VALUE! | #VALUE! | 16.032 | 40 mm dia | item no.483 | 6 | each
16.033 | Flexible pipe | item no.484 | [52 empty] | 16.033 | Flexible pipe | item no.484
16.034 | 32 mm dia | item no.485 | 6 | each | 88.64 | 37800 |  | Excess(+) | 1 | Full Conversion | INR | [40 empty] | #VALUE! | #VALUE! | #VALUE! | 16.034 | 32 mm dia | item no.485 | 6 | each
16.035 | 40 mm dia | item no.486 | 6 | each | 88.64 | 37800 |  | Excess(+) | 1 | Full Conversion | INR | [40 empty] | #VALUE! | #VALUE! | #VALUE! | 16.035 | 40 mm dia | item no.486 | 6 | each
16.036 | Providing and fixing 100 mm sand cast Iron grating for gully trap. | item no.487 | 6 | each | 39.1 | 37800 |  | Excess(+) | 1 | Full Conversion | INR | [40 empty] | #VALUE! | #VALUE! | #VALUE! | 16.036 | Providing and fixing 100 mm sand cast Iron grating for gully trap. | item no.487 | 6 | each
16.037 | Providing and fixing 600x450 mm beveled edge mirror of superior glass (of approved quality) complete with 6 mm thick hard board ground fixed to wooden cleats with C.P. brass screws and washers complete. | item no.488 | 6 | each | 1124.98 |  |  | Excess(+) | 1 | Full Conversion | INR | [40 empty] | #VALUE! | #VALUE! | #VALUE! | 16.037 | Providing and fixing 600x450 mm beveled edge mirror of superior glass (of approved quality) complete with 6 mm thick hard board ground fixed to wooden cleats with C.P. brass screws and washers complete. | item no.488 | 6 | each
16.038 | Providing and fixing mirror of superior glass (of approved quality) and of required shape and size with plastic moulded frame of approved make and shade with 6 mm thick hard board backing : | item no.489 | [52 empty] | 16.038 | Providing and fixing mirror of superior glass (of approved quality) and of required shape and size with plastic moulded frame of approved make and shade with 6 mm thick hard board backing : | item no.489
16.039 | Rectangular shape 453x357 mm | item no.490 | 6 | each | 982.24 |  |  | Excess(+) | 1 | Full Conversion | INR | [40 empty] | #VALUE! | #VALUE! | #VALUE! | 16.039 | Rectangular shape 453x357 mm | item no.490 | 6 | each
16.04 | Rectangular shape 1500x450 mm | item no.491 | 6 | each | 1566.46 |  |  | Excess(+) | 1 | Full Conversion | INR | [40 empty] | #VALUE! | #VALUE! | #VALUE! | 16.04 | Rectangular shape 1500x450 mm | item no.491 | 6 | each
16.041 | Providing and fixing toilet paper holder : | item no.492 | [52 empty] | 16.041 | Providing and fixing toilet paper holder : | item no.492
16.042 | C.P. brass | item no.493 | 6 | each | 511.83 |  |  | Excess(+) | 1 | Full Conversion | INR | [40 empty] | #VALUE! | #VALUE! | #VALUE! | 16.042 | C.P. brass | item no.493 | 6 | each
16.043 | Providing and fixing soil, waste and vent pipes : | item no.494 | [52 empty] | 16.043 | Providing and fixing soil, waste and vent pipes : | item no.494
16.044 | 100 mm dia | item no.495 | [52 empty] | 16.044 | 100 mm dia | item no.495
16.045 | Sand cast iron S&S pipe as per IS: 1729 | item no.496 | 6 | metre | 883.99 |  |  | Excess(+) | 1 | Full Conversion | INR | [40 empty] | #VALUE! | #VALUE! | #VALUE! | 16.045 | Sand cast iron S&S pipe as per IS: 1729 | item no.496 | 6 | metre
16.046 | 75 mm diameter : | item no.497 | [52 empty] | 16.046 | 75 mm diameter : | item no.497
16.047 | Sand cast iron S&S pipe as per IS: 1729 | item no.498 | 6 | metre | 809.51 |  |  | Excess(+) | 1 | Full Conversion | INR | [40 empty] | #VALUE! | #VALUE! | #VALUE! | 16.047 | Sand cast iron S&S pipe as per IS: 1729 | item no.498 | 6 | metre
16.048 | Providing and filling the joints with spun yarn, cement slurry and cement mortar 1:2 ( 1 cement : 2 fine sand) in S.C.I./ C.I. Pipes : | item no.499 | [52 empty] | 16.048 | Providing and filling the joints with spun yarn, cement slurry and cement mortar 1:2 ( 1 cement : 2 fine sand) in S.C.I./ C.I. Pipes : | item no.499
16.049 | 75 mm dia pipe | item no.500 | 15 | each | 110.47 |  |  | Excess(+) | 1 | Full Conversion | INR | [40 empty] | #VALUE! | #VALUE! | #VALUE! | 16.049 | 75 mm dia pipe | item no.500 | 15 | each
16.05 | 100 mm dia pipe | item no.501 | 15 | each | 130.16 |  |  | Excess(+) | 1 | Full Conversion | INR | [40 empty] | #VALUE! | #VALUE! | #VALUE! | 16.05 | 100 mm dia pipe | item no.501 | 15 | each
16.051 | Providing and fixing M.S. holder-bat clamps of approved design to Sand Cast iron/cast iron (spun) pipe embedded in and including cement concrete blocks 10x10x10 cm of 1:2:4 mix (1 cement : 2 coarse sand : 4 graded stone aggregate 20 mm nominal size), including cost of cutting holes and making good the walls etc. : | item no.502 | [52 empty] | 16.051 | Providing and fixing M.S. holder-bat clamps of approved design to Sand Cast iron/cast iron (spun) pipe embedded in and including cement concrete blocks 10x10x10 cm of 1:2:4 mix (1 cement : 2 coarse sand : 4 graded stone aggregate 20 mm nominal size), including cost of cutting holes and making good the walls etc. : | item no.502
16.052 | For 100 mm dia pipe | item no.503 | 6 | each | 252.03 |  |  | Excess(+) | 1 | Full Conversion | INR | [40 empty] | #VALUE! | #VALUE! | #VALUE! | 16.052 | For 100 mm dia pipe | item no.503 | 6 | each
16.053 | For 75 mm dia pipe | item no.504 | 6 | each | 248.48 |  |  | Excess(+) | 1 | Full Conversion | INR | [40 empty] | #VALUE! | #VALUE! | #VALUE! | 16.053 | For 75 mm dia pipe | item no.504 | 6 | each
16.054 | Providing and fixing bend of required degree with access door, insertion rubber washer 3 mm thick, bolts and nuts complete. | item no.505 | [52 empty] | 16.054 | Providing and fixing bend of required degree with access door, insertion rubber washer 3 mm thick, bolts and nuts complete. | item no.505
16.055 | 100 mm dia | item no.506 | [52 empty] | 16.055 | 100 mm dia | item no.506
16.056 | Sand cast iron S&S as per IS - 1729 | item no.507 | 6 | each | 404.77 |  |  | Excess(+) | 1 | Full Conversion | INR | [40 empty] | #VALUE! | #VALUE! | #VALUE! | 16.056 | Sand cast iron S&S as per IS - 1729 | item no.507 | 6 | each
16.057 | 75 mm dia | item no.508 | [52 empty] | 16.057 | 75 mm dia | item no.508
16.058 | Sand cast iron S&S as per IS - 1729 | item no.509 | 6 | each | 325.64 |  |  | Excess(+) | 1 | Full Conversion | INR | [40 empty] | #VALUE! | #VALUE! | #VALUE! | 16.058 | Sand cast iron S&S as per IS - 1729 | item no.509 | 6 | each
16.059 | Providing and fixing plain bend of required degree. | item no.510 | [52 empty] | 16.059 | Providing and fixing plain bend of required degree. | item no.510
16.06 | 100 mm dia | item no.511 | [52 empty] | 16.06 | 100 mm dia | item no.511
16.061 | Sand cast iron S&S as per IS - 1729 | item no.512 | 6 | each | 334.37 |  |  | Excess(+) | 1 | Full Conversion | INR | [40 empty] | #VALUE! | #VALUE! | #VALUE! | 16.061 | Sand cast iron S&S as per IS - 1729 | item no.512 | 6 | each
16.062 | 75 mm dia | item no.513 | [52 empty] | 16.062 | 75 mm dia | item no.513
16.063 | Sand cast iron S&S as per IS -1729 | item no.514 | 6 | each | 271.67 |  |  | Excess(+) | 1 | Full Conversion | INR | [40 empty] | #VALUE! | #VALUE! | #VALUE! | 16.063 | Sand cast iron S&S as per IS -1729 | item no.514 | 6 | each
16.064 | Providing and fixing heel rest sanitary bend | item no.515 | [52 empty] | 16.064 | Providing and fixing heel rest sanitary bend | item no.515
16.065 | 100 mm dia | item no.516 | [52 empty] | 16.065 | 100 mm dia | item no.516
16.066 | Sand cast iron S&S as per IS - 1729 | item no.517 | 6 | each | 438.79 |  |  | Excess(+) | 1 | Full Conversion | INR | [40 empty] | #VALUE! | #VALUE! | #VALUE! | 16.066 | Sand cast iron S&S as per IS - 1729 | item no.517 | 6 | each
16.067 | 75 mm dia | item no.518 | [52 empty] | 16.067 | 75 mm dia | item no.518
16.068 | Sand cast iron S&S as per IS - 1729 | item no.519 | 6 | each | 346.73 |  |  | Excess(+) | 1 | Full Conversion | INR | [40 empty] | #VALUE! | #VALUE! | #VALUE! | 16.68 | Sand cast iron S&S as per IS - 1729 | item no.519 | 6 | each
16.069 | Providing and fixing double equal junction of required degree with access door, insertion rubber washer 3 mm thick, bolts and nuts complete : | item no.520 | [52 empty] | 16.069 | Providing and fixing double equal junction of required degree with access door, insertion rubber washer 3 mm thick, bolts and nuts complete : | item no.520
16.07 | 100x100x100x100 mm | item no.521 | [52 empty] | 16.07 | 100x100x100x100 mm | item no.521
16.071 | Sand cast iron S&S as per IS - 1729 | item no.522 | 6 | each | 891.31 |  |  | Excess(+) | 1 | Full Conversion | INR | [40 empty] | #VALUE! | #VALUE! | #VALUE! | 16.071 | Sand cast iron S&S as per IS - 1729 | item no.522 | 6 | each
16.072 | 75x75x75x75 mm | item no.523 | [52 empty] | 16.072 | 75x75x75x75 mm | item no.523
16.073 | Sand cast iron S&S as per IS - 1729 | item no.524 | 6 | each | 630.64 |  |  | Excess(+) | 1 | Full Conversion | INR | [40 empty] | #VALUE! | #VALUE! | #VALUE! | 16.073 | Sand cast iron S&S as per IS - 1729 | item no.524 | 6 | each
16.074 | Sand cast iron S&S as per IS - 3989 | item no.525 | 6 | each | 607.18 |  |  | Excess(+) | 1 | Full Conversion | INR | [40 empty] | #VALUE! | #VALUE! | #VALUE! | 16.074 | Sand cast iron S&S as per IS - 3989 | item no.525 | 6 | each
16.075 | Providing and fixing double equal plain junction of required degree. | item no.526 | [52 empty] | 16.075 | Providing and fixing double equal plain junction of required degree. | item no.526
16.076 | 100x100x100x100 mm | item no.527 | [52 empty] | 16.076 | 100x100x100x100 mm | item no.527
16.077 | Sand cast iron S&S as per IS - 1729 | item no.528 | 6 | each | 723.84 |  |  | Excess(+) | 1 | Full Conversion | INR | [40 empty] | #VALUE! | #VALUE! | #VALUE! | 16.077 | Sand cast iron S&S as per IS - 1729 | item no.528 | 6 | each
16.078 | 75x75x75x75 mm | item no.529 | [52 empty] | 16.078 | 75x75x75x75 mm | item no.529
16.079 | Sand cast iron S&S as per IS - 1729 | item no.530 | 6 | each | 473.43 |  |  | Excess(+) | 1 | Full Conversion | INR | [40 empty] | #VALUE! | #VALUE! | #VALUE! | 16.079 | Sand cast iron S&S as per IS - 1729 | item no.530 | 6 | each
16.08 | Providing and fixing single equal plain junction of required degree with access door, insertion rubber washer 3 mm thick, bolts and nuts complete. | item no.531 | [52 empty] | 16.08 | Providing and fixing single equal plain junction of required degree with access door, insertion rubber washer 3 mm thick, bolts and nuts complete. | item no.531
16.081 | 100x100x100 mm | item no.532 | [52 empty] | 16.081 | 100x100x100 mm | item no.532
16.082 | Sand cast iron S&S as per IS - 1729 | item no.533 | 6 | each | 527.97 |  |  | Excess(+) | 1 | Full Conversion | INR | [40 empty] | #VALUE! | #VALUE! | #VALUE! | 16.82 | Sand cast iron S&S as per IS - 1729 | item no.533 | 6 | each
16.083 | 75x75x75 mm | item no.534 | [52 empty] | 16.083 | 75x75x75 mm | item no.534
16.084 | Sand cast iron S&S as per IS - 1729 | item no.535 | 6 | each | 419.46 |  |  | Excess(+) | 1 | Full Conversion | INR | [40 empty] | #VALUE! | #VALUE! | #VALUE! | 16.084 | Sand cast iron S&S as per IS - 1729 | item no.535 | 6 | each
16.085 | Providing and fixing single equal plain junction of required degree : | item no.536 | [52 empty] | 16.085 | Providing and fixing single equal plain junction of required degree : | item no.536
16.086 | 100x100x100 mm | item no.537 | [52 empty] | 16.086 | 100x100x100 mm | item no.537
16.087 | Sand cast iron S&S as per IS - 1729 | item no.538 | 6 | each | 454.05 |  |  | Excess(+) | 1 | Full Conversion | INR | [40 empty] | #VALUE! | #VALUE! | #VALUE! | 16.087 | Sand cast iron S&S as per IS - 1729 | item no.538 | 6 | each
16.088 | 75x75x75 mm | item no.539 | [52 empty] | 16.088 | 75x75x75 mm | item no.539
16.089 | Sand cast iron S&S as per IS - 1729 | item no.540 | 6 | each | 351.42 |  |  | Excess(+) | 1 | Full Conversion | INR | [40 empty] | #VALUE! | #VALUE! | #VALUE! | 16.089 | Sand cast iron S&S as per IS - 1729 | item no.540 | 6 | each
16.09 | Providing and fixing double unequal junction of required degree with access door, insertion rubber washer 3 mm thick, bolts and nuts complete: | item no.541 | [52 empty] | 16.09 | Providing and fixing double unequal junction of required degree with access door, insertion rubber washer 3 mm thick, bolts and nuts complete: | item no.541
16.091 | 100x100x75x75 mm | item no.542 | [52 empty] | 16.091 | 100x100x75x75 mm | item no.542
16.092 | Sand cast iron S&S as per IS - 1729 | item no.543 | 6 | each | 874 |  |  | Excess(+) | 1 | Full Conversion | INR | [40 empty] | #VALUE! | #VALUE! | #VALUE! | 16.092 | Sand cast iron S&S as per IS - 1729 | item no.543 | 6 | each
16.093 | Providing and fixing double unequal plain junction of required degree : | item no.544 | [52 empty] | 16.093 | Providing and fixing double unequal plain junction of required degree : | item no.544
16.094 | 100x100x75x75 mm | item no.545 | [52 empty] | 16.094 | 100x100x75x75 mm | item no.545
16.095 | Sand cast iron S&S as per IS - 1729 | item no.546 | 6 | each | 753.17 |  |  | Excess(+) | 1 | Full Conversion | INR | [40 empty] | #VALUE! | #VALUE! | #VALUE! | 16.095 | Sand cast iron S&S as per IS - 1729 | item no.546 | 6 | each
16.096 | Providing and fixing terminal guard : | item no.547 | [52 empty] | 16.096 | Providing and fixing terminal guard : | item no.547
16.097 | 100 mm | item no.548 | [52 empty] | 16.097 | 100 mm | item no.548
16.098 | Sand cast iron S&S as per IS - 1729 | item no.549 | 6 | each | 312.09 |  |  | Excess(+) | 1 | Full Conversion | INR | [40 empty] | #VALUE! | #VALUE! | #VALUE! | 16.098 | Sand cast iron S&S as per IS - 1729 | item no.549 | 6 | each
16.099 | 75 mm | item no.550 | [52 empty] | 16.099 | 75 mm | item no.550
16.1 | Sand cast iron S&S as per IS - 1729 | item no.551 | 6 | each | 249.36 |  |  | Excess(+) | 1 | Full Conversion | INR | [40 empty] | #VALUE! | #VALUE! | #VALUE! | 16.1 | Sand cast iron S&S as per IS - 1729 | item no.551 | 6 | each
16.101 | Providing and fixing collar : | item no.552 | [52 empty] | 16.101 | Providing and fixing collar : | item no.552
16.102 | 100 mm | item no.553 | [52 empty] | 16.102 | 100 mm | item no.553
16.103 | Sand cast iron S&S as per IS - 1729 | item no.554 | 6 | each | 320.29 |  |  | Excess(+) | 1 | Full Conversion | INR | [40 empty] | #VALUE! | #VALUE! | #VALUE! | 16.103 | Sand cast iron S&S as per IS - 1729 | item no.554 | 6 | each
16.104 | 75 mm | item no.555 | [52 empty] | 16.104 | 75 mm | item no.555
16.105 | Sand cast iron S&S as per IS - 1729 | item no.556 | 6 | each | 232.96 |  |  | Excess(+) | 1 | Full Conversion | INR | [40 empty] | #VALUE! | #VALUE! | #VALUE! | 16.105 | Sand cast iron S&S as per IS - 1729 | item no.556 | 6 | each
16.106 | Providing lead caulked joints to sand cast iron/centrifugally cast (spun) iron pipes and fittings of diameter : | item no.557 | [52 empty] | 16.106 | Providing lead caulked joints to sand cast iron/centrifugally cast (spun) iron pipes and fittings of diameter : | item no.557
16.107 | 100 mm | item no.558 | 6 | each | 422.13 |  |  | Excess(+) | 1 | Full Conversion | INR | [40 empty] | #VALUE! | #VALUE! | #VALUE! | 16.107 | 100 mm | item no.558 | 6 | each
16.108 | 75 mm | item no.559 | 6 | each | 357.65 |  |  | Excess(+) | 1 | Full Conversion | INR | [40 empty] | #VALUE! | #VALUE! | #VALUE! | 16.108 | 75 mm | item no.559 | 6 | each
16.109 | Providing and fixing M.S. stays and clamps for sand cast iron/ centrifugally cast (spun) iron pipes of diameter : | item no.560 | [52 empty] | 16.109 | Providing and fixing M.S. stays and clamps for sand cast iron/ centrifugally cast (spun) iron pipes of diameter : | item no.560
16.11 | 100 mm | item no.561 | 6 | each | 110.91 |  |  | Excess(+) | 1 | Full Conversion | INR | [40 empty] | #VALUE! | #VALUE! | #VALUE! | 16.11 | 100 mm | item no.561 | 6 | each
16.111 | 75 mm | item no.562 | 6 | each | 68.74 |  |  | Excess(+) | 1 | Full Conversion | INR | [40 empty] | #VALUE! | #VALUE! | #VALUE! | 16.111 | 75 mm | item no.562 | 6 | each
16.112 | Providing and fixing trap of self cleansing design with screwed down or hinged grating with or without vent arm complete, including cost of cutting and making good the walls and floors : | item no.563 | [52 empty] | 16.112 | Providing and fixing trap of self cleansing design with screwed down or hinged grating with or without vent arm complete, including cost of cutting and making good the walls and floors : | item no.563
16.113 | 100 mm inlet and 100 mm outlet | item no.564 | [52 empty] | 16.113 | 100 mm inlet and 100 mm outlet | item no.564
16.114 | Sand cast iron S&S as per IS: 3989 | item no.565 | 6 | each | 1326.21 |  |  | Excess(+) | 1 | Full Conversion | INR | [40 empty] | #VALUE! | #VALUE! | #VALUE! | 16.114 | Sand cast iron S&S as per IS: 3989 | item no.565 | 6 | each
16.115 | 100 mm inlet and 75 mm outlet | item no.566 | [52 empty] | 16.115 | 100 mm inlet and 75 mm outlet | item no.566
16.116 | Sand cast iron S&S as per IS - 3989 | item no.567 | 6 | each | 1384.87 |  |  | Excess(+) | 1 | Full Conversion | INR | [40 empty] | #VALUE! | #VALUE! | #VALUE! | 16.116 | Sand cast iron S&S as per IS - 3989 | item no.567 | 6 | each
16.117 | Cutting chases in brick masonry walls for following diameter sand cast iron/centrifugally cast (spun) iron pipes and making good the same with cement concrete 1:3:6 ( 1 cement : 3 coarse sand :6 graded stone aggregate 12.5 mm nominal size), including necessary plaster and pointing in cement mortar 1:4 (1 cement : 4 coarse sand) : | item no.568 | [52 empty] | 16.117 | Cutting chases in brick masonry walls for following diameter sand cast iron/centrifugally cast (spun) iron pipes and making good the same with cement concrete 1:3:6 ( 1 cement : 3 coarse sand :6 graded stone aggregate 12.5 mm nominal size), including necessary plaster and pointing in cement mortar 1:4 (1 cement : 4 coarse sand) : | item no.568
16.118 | 100 mm dia | item no.569 | 6 | metre | 486.89 |  |  | Excess(+) | 1 | Full Conversion | INR | [40 empty] | #VALUE! | #VALUE! | #VALUE! | 16.118 | 100 mm dia | item no.569 | 6 | metre
16.119 | 75 mm dia | item no.570 | 6 | metre | 349.58 |  |  | Excess(+) | 1 | Full Conversion | INR | [40 empty] | #VALUE! | #VALUE! | #VALUE! | 16.119 | 75 mm dia | item no.570 | 6 | metre
16.12 | Painting C.I. cistern with bitumastic or any other anti-corrosive paint inside and white paint over a coat of zinc chromate yellow primer (of approved quality ) on the outside surface of the cistern, flush pipe, other fittings, etc. complete for new work. | item no.571 | 6 | each | 673.52 |  |  | Excess(+) | 1 | Full Conversion | INR | [40 empty] | #VALUE! | #VALUE! | #VALUE! | 16.12 | Painting C.I. cistern with bitumastic or any other anti-corrosive paint inside and white paint over a coat of zinc chromate yellow primer (of approved quality ) on the outside surface of the cistern, flush pipe, other fittings, etc. complete for new work. | item no.571 | 6 | each
16.121 | Re-painting C.I. cistern with bitumastic or any other anti-corrosive paint inside and white paint on the outside surface of the cistern, flush pipe, other fittings, etc. complete, including polishing of wooden seat and lid and cleaning of W.C. pan with acid wherever necessary. | item no.572 | 6 | each | 452.74 |  |  | Excess(+) | 1 | Full Conversion | INR | [40 empty] | #VALUE! | #VALUE! | #VALUE! | 16.121 | Re-painting C.I. cistern with bitumastic or any other anti-corrosive paint inside and white paint on the outside surface of the cistern, flush pipe, other fittings, etc. complete, including polishing of wooden seat and lid and cleaning of W.C. pan with acid wherever necessary. | item no.572 | 6 | each
16.122 | Painting sand cast iron/ centrifugally cast (spun) iron soil, waste vent pipes and fittings with two coats of synthetic enamel paint of any colour such as chocolate grey, or buff etc. over a coat of primer (of approved quality) for new work : | item no.573 | [52 empty] | 16.122 | Painting sand cast iron/ centrifugally cast (spun) iron soil, waste vent pipes and fittings with two coats of synthetic enamel paint of any colour such as chocolate grey, or buff etc. over a coat of primer (of approved quality) for new work : | item no.573
16.123 | 100 mm diameter pipe | item no.574 | 6 | metre | 56.29 |  |  | Excess(+) | 1 | Full Conversion | INR | [40 empty] | #VALUE! | #VALUE! | #VALUE! | 16.123 | 100 mm diameter pipe | item no.574 | 6 | metre
16.124 | 75 mm diameter pipe | item no.575 | 6 | metre | 42.83 |  |  | Excess(+) | 1 | Full Conversion | INR | [40 empty] | #VALUE! | #VALUE! | #VALUE! | 16.124 | 75 mm diameter pipe | item no.575 | 6 | metre
16.125 | Repainting sand cast iron/ centrifugally cast iron (spun) iron, soil, waste, vent pipes and fittings with one coat of synthetic enamel paint of any colour such as chocolate, grey or buff etc : | item no.576 | [52 empty] | 16.125 | Repainting sand cast iron/ centrifugally cast iron (spun) iron, soil, waste, vent pipes and fittings with one coat of synthetic enamel paint of any colour such as chocolate, grey or buff etc : | item no.576
16.126 | 100 mm diameter pipe | item no.577 | 6 | metre | 27.13 |  |  | Excess(+) | 1 | Full Conversion | INR | [40 empty] | #VALUE! | #VALUE! | #VALUE! | 16.126 | 100 mm diameter pipe | item no.577 | 6 | metre
16.127 | 75 mm diameter pipe | item no.578 | 6 | metre | 20.29 |  |  | Excess(+) | 1 | Full Conversion | INR | [40 empty] | #VALUE! | #VALUE! | #VALUE! | 16.127 | 75 mm diameter pipe | item no.578 | 6 | metre
16.128 | Providing and fixing PTMT Waste Coupling for wash basin and sink, of approved quality and colour. | item no.579 | [52 empty] | 16.128 | Providing and fixing PTMT Waste Coupling for wash basin and sink, of approved quality and colour. | item no.579
16.129 | Waste coupling 31 mm dia of 79 mm length and 62mm breadth weighing not less than 45 gms | item no.580 | 6 | each | 87.46 |  |  | Excess(+) | 1 | Full Conversion | INR | [40 empty] | #VALUE! | #VALUE! | #VALUE! | 16.129 | Waste coupling 31 mm dia of 79 mm length and 62mm breadth weighing not less than 45 gms | item no.580 | 6 | each
16.13 | Providing and fixing PTMT towel rail complete with brackets fixed to wooden cleats with CP brass screws with concealed fittings arrangement of approved quality and colour. | item no.581 | [52 empty] | 16.13 | Providing and fixing PTMT towel rail complete with brackets fixed to wooden cleats with CP brass screws with concealed fittings arrangement of approved quality and colour. | item no.581
16.131 | 600 mm long towel rail with total length of 645 mm, width 78 mm and effective height of 88 mm, weighing not less than 190 gms. | item no.582 | 6 | each | 522.13 |  |  | Excess(+) | 1 | Full Conversion | INR | [40 empty] | #VALUE! | #VALUE! | #VALUE! | 16.131 | 600 mm long towel rail with total length of 645 mm, width 78 mm and effective height of 88 mm, weighing not less than 190 gms. | item no.582 | 6 | each
17 | WATER SUPPLY | item no.583 | [52 empty] | 17 | WATER SUPPLY | item no.583
17.001 | Providing and fixing Chlorinated Polyvinyl Chloride (CPVC) pipes, having thermal stability for hot & cold water supply, including all CPVC plain & brass threaded fittings, including fixing the pipe with clamps at 1.00 m spacing. This includes jointing of pipes & fittings with one step CPVC solvent cement and testing of joints complete as per direction of Engineer in Charge. Internal work - Exposed on wall | item no.584 | [52 empty] | 17.001 | Providing and fixing Chlorinated Polyvinyl Chloride (CPVC) pipes, having thermal stability for hot & cold water supply, including all CPVC plain & brass threaded fittings, including fixing the pipe with clamps at 1.00 m spacing. This includes jointing of pipes & fittings with one step CPVC solvent cement and testing of joints complete as per direction of Engineer in Charge. Internal work - Exposed on wall | item no.584
17.002 | 15 mm nominal outer dia Pipes | item no.585 | 6 | metre | 211.79 | 20610 |  | Excess(+) | 1 | Full Conversion | INR | [40 empty] | #VALUE! | #VALUE! | #VALUE! | 17.002 | 15 mm nominal outer dia Pipes | item no.585 | 6 | metre
17.003 | 20 mm nominal outer dia Pipes | item no.586 | 6 | metre | 269.13 |  |  | Excess(+) | 1 | Full Conversion | INR | [40 empty] | #VALUE! | #VALUE! | #VALUE! | 17.003 | 20 mm nominal outer dia Pipes | item no.586 | 6 | metre
17.004 | 25 mm nominal outer dia Pipes | item no.587 | 6 | metre | 323.71 |  |  | Excess(+) | 1 | Full Conversion | INR | [40 empty] | #VALUE! | #VALUE! | #VALUE! | 17.004 | 25 mm nominal outer dia Pipes | item no.587 | 6 | metre
17.005 | 32 mm nominal outer dia Pipes | item no.588 | 6 | metre | 421.35 |  |  | Excess(+) | 1 | Full Conversion | INR | [40 empty] | #VALUE! | #VALUE! | #VALUE! | 17.005 | 32 mm nominal outer dia Pipes | item no.588 | 6 | metre
17.006 | 40 mm nominal outer dia Pipes | item no.589 | 6 | metre | 568.69 |  |  | Excess(+) | 1 | Full Conversion | INR | [40 empty] | #VALUE! | #VALUE! | #VALUE! | 17.006 | 40 mm nominal outer dia Pipes | item no.589 | 6 | metre
17.007 | Providing and fixing G.I. pipes complete with G.I. fittings and clamps, i/c cutting and making good the walls etc. Internal work - Exposed on wall | item no.590 | [52 empty] | 17.007 | Providing and fixing G.I. pipes complete with G.I. fittings and clamps, i/c cutting and making good the walls etc. Internal work - Exposed on wall | item no.590
17.008 | 15 mm dia nominal bore | item no.591 | 6 | metre | 249.8 |  |  | Excess(+) | 1 | Full Conversion | INR | [40 empty] | #VALUE! | #VALUE! | #VALUE! | 17.008 | 15 mm dia nominal bore | item no.591 | 6 | metre
17.009 | 20 mm dia nominal bore | item no.592 | 6 | metre | 301.7 |  |  | Excess(+) | 1 | Full Conversion | INR | [40 empty] | #VALUE! | #VALUE! | #VALUE! | 17.009 | 20 mm dia nominal bore | item no.592 | 6 | metre
17.01 | 25 mm dia nominal bore | item no.593 | 6 | metre | 384.04 |  |  | Excess(+) | 1 | Full Conversion | INR | [40 empty] | #VALUE! | #VALUE! | #VALUE! | 17.01 | 25 mm dia nominal bore | item no.593 | 6 | metre
17.011 | 32 mm dia nominal bore | item no.594 | 6 | metre | 464.44 | 37800 |  | Excess(+) | 1 | Full Conversion | INR | [40 empty] | #VALUE! | #VALUE! | #VALUE! | 17.011 | 32 mm dia nominal bore | item no.594 | 6 | metre
17.012 | 40 mm dia nominal bore | item no.595 | 6 | metre | 560.8 | 37800 |  | Excess(+) | 1 | Full Conversion | INR | [40 empty] | #VALUE! | #VALUE! | #VALUE! | 17.012 | 40 mm dia nominal bore | item no.595 | 6 | metre
17.013 | 50 mm dia nominal bore | item no.596 | 6 | metre | 689.82 | 37800 |  | Excess(+) | 1 | Full Conversion | INR | [40 empty] | #VALUE! | #VALUE! | #VALUE! | 17.013 | 50 mm dia nominal bore | item no.596 | 6 | metre
17.014 | Providing and fixing G.I. Pipes complete with G.I. fittings and clamps, i/c making good the walls etc. concealed pipe, including painting with anti corrosive bitumastic paint, cutting chases and making good the wall : | item no.597 | [52 empty] | 17.014 | Providing and fixing G.I. Pipes complete with G.I. fittings and clamps, i/c making good the walls etc. concealed pipe, including painting with anti corrosive bitumastic paint, cutting chases and making good the wall : | item no.597
17.015 | 15 mm dia nominal bore | item no.598 | 6 | metre | 392.45 |  |  | Excess(+) | 1 | Full Conversion | INR | [40 empty] | #VALUE! | #VALUE! | #VALUE! | 17.015 | 15 mm dia nominal bore | item no.598 | 6 | metre
17.016 | 20 mm dia nominal bore | item no.599 | 6 | metre | 433.23 | 37800 |  | Excess(+) | 1 | Full Conversion | INR | [40 empty] | #VALUE! | #VALUE! | #VALUE! | 17.016 | 20 mm dia nominal bore | item no.599 | 6 | metre
17.017 | Providing and fixing G.I. pipes complete with G.I. fittings including trenching and refilling etc. External work | item no.600 | [52 empty] | 17.017 | Providing and fixing G.I. pipes complete with G.I. fittings including trenching and refilling etc. External work | item no.600
17.018 | 15 mm dia nominal bore | item no.601 | 6 | metre | 214.07 | 37800 |  | Excess(+) | 1 | Full Conversion | INR | [40 empty] | #VALUE! | #VALUE! | #VALUE! | 17.018 | 15 mm dia nominal bore | item no.601 | 6 | metre
17.019 | 20 mm dia nominal bore | item no.602 | 6 | metre | 248.83 | 37800 |  | Excess(+) | 1 | Full Conversion | INR | [40 empty] | #VALUE! | #VALUE! | #VALUE! | 17.019 | 20 mm dia nominal bore | item no.602 | 6 | metre
17.02 | 25 mm dia nominal bore | item no.603 | 6 | metre | 319.64 | 37800 |  | Excess(+) | 1 | Full Conversion | INR | [40 empty] | #VALUE! | #VALUE! | #VALUE! | 17.02 | 25 mm dia nominal bore | item no.603 | 6 | metre
17.021 | 32 mm dia nominal bore | item no.604 | 6 | metre | 372.38 | 37800 |  | Excess(+) | 1 | Full Conversion | INR | [40 empty] | #VALUE! | #VALUE! | #VALUE! | 17.021 | 32 mm dia nominal bore | item no.604 | 6 | metre
17.022 | 40 mm dia nominal bore | item no.605 | 6 | metre | 423.62 | 37800 |  | Excess(+) | 1 | Full Conversion | INR | [40 empty] | #VALUE! | #VALUE! | #VALUE! | 17.022 | 40 mm dia nominal bore | item no.605 | 6 | metre
17.023 | 50 mm dia nominal bore | item no.606 | 6 | metre | 495.61 |  |  | Excess(+) | 1 | Full Conversion | INR | [40 empty] | #VALUE! | #VALUE! | #VALUE! | 17.023 | 50 mm dia nominal bore | item no.606 | 6 | metre
17.024 | 65 mm dia nominal bore | item no.607 | 6 | metre | 627.79 |  |  | Excess(+) | 1 | Full Conversion | INR | [40 empty] | #VALUE! | #VALUE! | #VALUE! | 17.024 | 65 mm dia nominal bore | item no.607 | 6 | metre
17.025 | 80 mm dia nominal bore | item no.608 | 6 | metre | 759.66 |  |  | Excess(+) | 1 | Full Conversion | INR | [40 empty] | #VALUE! | #VALUE! | #VALUE! | 17.025 | 80 mm dia nominal bore | item no.608 | 6 | metre
17.026 | Making connection of G.I. distribution branch with G.I. main of following sizes by providing and fixing tee, including cutting and threading the pipe etc. complete : | item no.609 | [52 empty] | 17.026 | Making connection of G.I. distribution branch with G.I. main of following sizes by providing and fixing tee, including cutting and threading the pipe etc. complete : | item no.609
17.027 | 25 to 40 mm nominal bore | item no.610 | 6 | each | 590.48 |  |  | Excess(+) | 1 | Full Conversion | INR | [40 empty] | #VALUE! | #VALUE! | #VALUE! | 17.027 | 25 to 40 mm nominal bore | item no.610 | 6 | each
17.028 | 50 to 80 mm nominal bore | item no.611 | 6 | each | 1256.24 |  |  | Excess(+) | 1 | Full Conversion | INR | [40 empty] | #VALUE! | #VALUE! | #VALUE! | 17.028 | 50 to 80 mm nominal bore | item no.611 | 6 | each
17.029 | Providing and fixing brass bib cock of approved quality : | item no.612 | [52 empty] | 17.029 | Providing and fixing brass bib cock of approved quality : | item no.612
17.03 | 15 mm nominal bore | item no.613 | 6 | each | 265.27 |  |  | Excess(+) | 1 | Full Conversion | INR | [40 empty] | #VALUE! | #VALUE! | #VALUE! | 17.03 | 15 mm nominal bore | item no.613 | 6 | each
17.031 | 20 mm nominal bore | item no.614 | 6 | each | 286.23 |  |  | Excess(+) | 1 | Full Conversion | INR | [40 empty] | #VALUE! | #VALUE! | #VALUE! | 17.031 | 20 mm nominal bore | item no.614 | 6 | each
17.032 | Providing and fixing brass stop cock of approved quality : | item no.615 | [52 empty] | 17.032 | Providing and fixing brass stop cock of approved quality : | item no.615
17.033 | 15 mm nominal bore | item no.616 | 6 | each | 265.27 |  |  | Excess(+) | 1 | Full Conversion | INR | [40 empty] | #VALUE! | #VALUE! | #VALUE! | 17.033 | 15 mm nominal bore | item no.616 | 6 | each
17.034 | 20 mm nominal bore | item no.617 | 6 | each | 286.23 |  |  | Excess(+) | 1 | Full Conversion | INR | [40 empty] | #VALUE! | #VALUE! | #VALUE! | 17.034 | 20 mm nominal bore | item no.617 | 6 | each
17.035 | Providing and fixing gun metal gate valve with C.I. wheel of approved quality (screwed end) : | item no.618 | [52 empty] | 17.035 | Providing and fixing gun metal gate valve with C.I. wheel of approved quality (screwed end) : | item no.618
17.036 | 25 mm nominal bore | item no.619 | 6 | each | 435.9 |  |  | Excess(+) | 1 | Full Conversion | INR | [40 empty] | #VALUE! | #VALUE! | #VALUE! | 17.036 | 25 mm nominal bore | item no.619 | 6 | each
17.037 | 20 mm nominal bore | item no.620 | 6 | each | 403.5 |  |  | Excess(+) | 1 | Full Conversion | INR | [40 empty] | #VALUE! | #VALUE! | #VALUE! | 17.037 | 20 mm nominal bore | item no.620 | 6 | each
17.038 | 32 mm nominal bore. | item no.621 | 6 | each | 509.64 |  |  | Excess(+) | 1 | Full Conversion | INR | [40 empty] | #VALUE! | #VALUE! | #VALUE! | 17.038 | 32 mm nominal bore. | item no.621 | 6 | each
17.039 | 40 mm nominal bore | item no.622 | 6 | each | 594.82 |  |  | Excess(+) | 1 | Full Conversion | INR | [40 empty] | #VALUE! | #VALUE! | #VALUE! | 17.039 | 40 mm nominal bore | item no.622 | 6 | each
17.04 | 50 mm nominal bore | item no.623 | 6 | each | 762.12 |  |  | Excess(+) | 1 | Full Conversion | INR | [40 empty] | #VALUE! | #VALUE! | #VALUE! | 17.04 | 50 mm nominal bore | item no.623 | 6 | each
17.041 | 65 mm nominal bore | item no.624 | 6 | each | 1304.77 |  |  | Excess(+) | 1 | Full Conversion | INR | [40 empty] | #VALUE! | #VALUE! | #VALUE! | 17.041 | 65 mm nominal bore | item no.624 | 6 | each
17.042 | 80 mm nominal bore | item no.625 | 6 | each | 1944.67 |  |  | Excess(+) | 1 | Full Conversion | INR | [40 empty] | #VALUE! | #VALUE! | #VALUE! | 17.042 | 80 mm nominal bore | item no.625 | 6 | each
17.043 | Providing and fixing ball valve (brass) of approved quality, High or low pressure, with plastic floats complete : | item no.626 | [52 empty] | 17.043 | Providing and fixing ball valve (brass) of approved quality, High or low pressure, with plastic floats complete : | item no.626
17.044 | 15 mm nominal bore | item no.627 | 6 | each | 296.97 |  |  | Excess(+) | 1 | Full Conversion | INR | [40 empty] | #VALUE! | #VALUE! | #VALUE! | 17.044 | 15 mm nominal bore | item no.627 | 6 | each
17.045 | 20 mm nominal bore | item no.628 | 6 | each | 338.79 |  |  | Excess(+) | 1 | Full Conversion | INR | [40 empty] | #VALUE! | #VALUE! | #VALUE! | 17.045 | 20 mm nominal bore | item no.628 | 6 | each
17.046 | 25 mm nominal bore | item no.629 | 6 | each | 345.46 |  |  | Excess(+) | 1 | Full Conversion | INR | [40 empty] | #VALUE! | #VALUE! | #VALUE! | 17.046 | 25 mm nominal bore | item no.629 | 6 | each
17.047 | Providing and fixing uplasticised PVC connection pipe with brass unions : | item no.630 | [52 empty] | 17.047 | Providing and fixing uplasticised PVC connection pipe with brass unions : | item no.630
17.048 | 30 cm length | item no.631 | [52 empty] | 17.048 | 30 cm length | item no.631
17.049 | 15 mm nominal bore | item no.632 | 15 | each | 63.87 |  |  | Excess(+) | 1 | Full Conversion | INR | [40 empty] | #VALUE! | #VALUE! | #VALUE! | 17.049 | 15 mm nominal bore | item no.632 | 15 | each
17.05 | 20 mm nominal bore | item no.633 | 15 | each | 69.75 |  |  | Excess(+) | 1 | Full Conversion | INR | [40 empty] | #VALUE! | #VALUE! | #VALUE! | 17.05 | 20 mm nominal bore | item no.633 | 15 | each
17.051 | 45 cm length | item no.634 | [52 empty] | 17.051 | 45 cm length | item no.634
17.052 | 15 mm nominal bore | item no.635 | 15 | each | 72.77 |  |  | Excess(+) | 1 | Full Conversion | INR | [40 empty] | #VALUE! | #VALUE! | #VALUE! | 17.052 | 15 mm nominal bore | item no.635 | 15 | each
17.053 | 20 mm nominal bore | item no.636 | 15 | each | 88.03 |  |  | Excess(+) | 1 | Full Conversion | INR | [40 empty] | #VALUE! | #VALUE! | #VALUE! | 17.053 | 20 mm nominal bore | item no.636 | 15 | each
17.054 | Constructing masonry Chamber 30x30x50 cm inside, in brick work in cement mortar 1:4 (1 cement :4 coarse sand) for stop cock, with C. I. surface box 100x100 x75 mm (inside) with hinged cover fixed in cement concrete slab 1:2:4 mix (1 cement : 2 coarse sand : 4 graded stone aggregate 20 mm nominal size), i/c necessary excavation, foundation concrete 1:5:10 ( 1 cement : 5 fine sand : 10 graded stone aggregate 40mm nominal size ) and inside plastering with cement mortar 1:3 (1 cement : 3 coarse sand) 12mm thick, finished with a floating coat of neat cement complete as per standard design : | item no.637 | [52 empty] | 17.054 | Constructing masonry Chamber 30x30x50 cm inside, in brick work in cement mortar 1:4 (1 cement :4 coarse sand) for stop cock, with C. I. surface box 100x100 x75 mm (inside) with hinged cover fixed in cement concrete slab 1:2:4 mix (1 cement : 2 coarse sand : 4 graded stone aggregate 20 mm nominal size), i/c necessary excavation, foundation concrete 1:5:10 ( 1 cement : 5 fine sand : 10 graded stone aggregate 40mm nominal size ) and inside plastering with cement mortar 1:3 (1 cement : 3 coarse sand) 12mm thick, finished with a floating coat of neat cement complete as per standard design : | item no.637
17.055 | With common burnt clay F.P.S.(non modular) bricks of class designation 7.5 | item no.638 | 3 | each | 1387.5 |  |  | Excess(+) | 1 | Full Conversion | INR | [40 empty] | #VALUE! | #VALUE! | #VALUE! | 17.055 | With common burnt clay F.P.S.(non modular) bricks of class designation 7.5 | item no.638 | 3 | each
17.056 | Constructing masonry Chamber 60x60x75 cm inside, in brick work in cement mortar 1:4 (1 cement : 4 coarse sand) for sluice valve, with C.I. surface box 100mm top diameter, 160 mm bottom diameter and 180 mm deep ( inside) with chained lid and RCC top slab 1:2:4 mix (1 cement : 2 coarse sand : 4 graded stone aggregate 20mm nominal size ) , i/c necessary excavation, foundation concrete 1:5:10 (1 cement : 5 fine sand : 10 graded stone aggregate 40 mm nominal size) and inside plastering with cement mortar 1:3 (1 cement : 3 coarse sand) 12 mm thick, finished with a floating coat of neat cement complete as per standard design : | item no.639 | [52 empty] | 17.056 | Constructing masonry Chamber 60x60x75 cm inside, in brick work in cement mortar 1:4 (1 cement : 4 coarse sand) for sluice valve, with C.I. surface box 100mm top diameter, 160 mm bottom diameter and 180 mm deep ( inside) with chained lid and RCC top slab 1:2:4 mix (1 cement : 2 coarse sand : 4 graded stone aggregate 20mm nominal size ) , i/c necessary excavation, foundation concrete 1:5:10 (1 cement : 5 fine sand : 10 graded stone aggregate 40 mm nominal size) and inside plastering with cement mortar 1:3 (1 cement : 3 coarse sand) 12 mm thick, finished with a floating coat of neat cement complete as per standard design : | item no.639
17.057 | With common burnt clay F.P.S.(non modular) bricks of class designation 7.5 | item no.640 | 2 | each | 8144.14 |  |  | Excess(+) | 1 | Full Conversion | INR | [40 empty] | #VALUE! | #VALUE! | #VALUE! | 17.057 | With common burnt clay F.P.S.(non modular) bricks of class designation 7.5 | item no.640 | 2 | each
17.058 | Painting G.I. pipes and fittings with two coats of anti-corrosive bitumastic paint of approved quality : | item no.641 | [52 empty] | 17.058 | Painting G.I. pipes and fittings with two coats of anti-corrosive bitumastic paint of approved quality : | item no.641
17.059 | 15 mm diameter pipe | item no.642 | 6 | metre | 8.15 |  |  | Excess(+) | 1 | Full Conversion | INR | [40 empty] | #VALUE! | #VALUE! | #VALUE! | 17.059 | 15 mm diameter pipe | item no.642 | 6 | metre
17.06 | 20 mm diameter pipe | item no.643 | 6 | metre | 9.73 |  |  | Excess(+) | 1 | Full Conversion | INR | [40 empty] | #VALUE! | #VALUE! | #VALUE! | 17.06 | 20 mm diameter pipe | item no.643 | 6 | metre
17.061 | 25 mm diameter pipe | item no.644 | 6 | metre | 12.4 |  |  | Excess(+) | 1 | Full Conversion | INR | [40 empty] | #VALUE! | #VALUE! | #VALUE! | 17.061 | 25 mm diameter pipe | item no.644 | 6 | metre
17.062 | 32 mm diameter pipe | item no.645 | 6 | metre | 14.94 |  |  | Excess(+) | 1 | Full Conversion | INR | [40 empty] | #VALUE! | #VALUE! | #VALUE! | 17.062 | 32 mm diameter pipe | item no.645 | 6 | metre
17.063 | 40 mm diameter pipe | item no.646 | 6 | metre | 17.01 |  |  | Excess(+) | 1 | Full Conversion | INR | [40 empty] | #VALUE! | #VALUE! | #VALUE! | 17.063 | 40 mm diameter pipe | item no.646 | 6 | metre
17.064 | 50 mm diameter pipe | item no.647 | 6 | metre | 20.47 |  |  | Excess(+) | 1 | Full Conversion | INR | [40 empty] | #VALUE! | #VALUE! | #VALUE! | 17.064 | 50 mm diameter pipe | item no.647 | 6 | metre
17.065 | 65 mm diameter pipe | item no.648 | 6 | metre | 25.38 |  |  | Excess(+) | 1 | Full Conversion | INR | [40 empty] | #VALUE! | #VALUE! | #VALUE! | 17.065 | 65 mm diameter pipe | item no.648 | 6 | metre
17.066 | Providing and filling sand of grading zone V or coarser grade, allround the G.I. pipes in external work : | item no.649 | [52 empty] | 17.066 | Providing and filling sand of grading zone V or coarser grade, allround the G.I. pipes in external work : | item no.649
17.067 | 15 mm diameter pipe | item no.650 | 6 | metre | 125.03 |  |  | Excess(+) | 1 | Full Conversion | INR | [40 empty] | #VALUE! | #VALUE! | #VALUE! | 17.067 | 15 mm diameter pipe | item no.650 | 6 | metre
17.068 | 20 mm diameter pipe | item no.651 | 6 | metre | 126.74 |  |  | Excess(+) | 1 | Full Conversion | INR | [40 empty] | #VALUE! | #VALUE! | #VALUE! | 17.068 | 20 mm diameter pipe | item no.651 | 6 | metre
17.069 | 25 mm diameter pipe | item no.652 | 6 | metre | 130.11 |  |  | Excess(+) | 1 | Full Conversion | INR | [40 empty] | #VALUE! | #VALUE! | #VALUE! | 17.069 | 25 mm diameter pipe | item no.652 | 6 | metre
17.07 | 32 mm diameter pipe | item no.653 | 6 | metre | 133.49 |  |  | Excess(+) | 1 | Full Conversion | INR | [40 empty] | #VALUE! | #VALUE! | #VALUE! | 17.07 | 32 mm diameter pipe | item no.653 | 6 | metre
17.071 | 40 mm diameter pipe | item no.654 | 6 | metre | 135.16 |  |  | Excess(+) | 1 | Full Conversion | INR | [40 empty] | #VALUE! | #VALUE! | #VALUE! | 17.071 | 40 mm diameter pipe | item no.654 | 6 | metre
17.072 | 50 mm diameter pipe | item no.655 | 6 | metre | 140.24 |  |  | Excess(+) | 1 | Full Conversion | INR | [40 empty] | #VALUE! | #VALUE! | #VALUE! | 17.072 | 50 mm diameter pipe | item no.655 | 6 | metre
17.073 | 65 mm diameter pipe | item no.656 | 6 | metre | 221.35 |  |  | Excess(+) | 1 | Full Conversion | INR | [40 empty] | #VALUE! | #VALUE! | #VALUE! | 17.073 | 65 mm diameter pipe | item no.656 | 6 | metre
17.074 | Providing and fixing G.I. Union in G.I. pipe including cutting and threading the pipe and making long screws etc. complete (New work) : | item no.657 | [52 empty] | 17.074 | Providing and fixing G.I. Union in G.I. pipe including cutting and threading the pipe and making long screws etc. complete (New work) : | item no.657
17.075 | 15 mm nominal bore | item no.658 | 6 | each | 206.7 |  |  | Excess(+) | 1 | Full Conversion | INR | [40 empty] | #VALUE! | #VALUE! | #VALUE! | 17.075 | 15 mm nominal bore | item no.658 | 6 | each
17.076 | 20 mm nominal bore | item no.659 | 6 | each | 228.97 |  |  | Excess(+) | 1 | Full Conversion | INR | [40 empty] | #VALUE! | #VALUE! | #VALUE! | 17.076 | 20 mm nominal bore | item no.659 | 6 | each
17.077 | 25 mm nominal bore | item no.660 | 6 | each | 298.2 |  |  | Excess(+) | 1 | Full Conversion | INR | [40 empty] | #VALUE! | #VALUE! | #VALUE! | 17.077 | 25 mm nominal bore | item no.660 | 6 | each
17.078 | 32 mm nominal bore | item no.661 | 6 | each | 336.91 |  |  | Excess(+) | 1 | Full Conversion | INR | [40 empty] | #VALUE! | #VALUE! | #VALUE! | 17.078 | 32 mm nominal bore | item no.661 | 6 | each
17.079 | 40 mm nominal bore | item no.662 | 6 | each | 396.75 |  |  | Excess(+) | 1 | Full Conversion | INR | [40 empty] | #VALUE! | #VALUE! | #VALUE! | 17.079 | 40 mm nominal bore | item no.662 | 6 | each
17.08 | 50 mm nominal bore | item no.663 | 6 | each | 524.41 |  |  | Excess(+) | 1 | Full Conversion | INR | [40 empty] | #VALUE! | #VALUE! | #VALUE! | 17.08 | 50 mm nominal bore | item no.663 | 6 | each
17.081 | 65 mm nominal bore | item no.664 | 6 | each | 823.58 |  |  | Excess(+) | 1 | Full Conversion | INR | [40 empty] | #VALUE! | #VALUE! | #VALUE! | 17.081 | 65 mm nominal bore | item no.664 | 6 | each
17.082 | Providing and placing on terrace (at all floor levels) polyethylene water storage tank, IS : 12701 marked, with cover and suitable locking arrangement and making necessary holes for inlet, outlet and overflow pipes but without fittings and the base support for tank. | item no.665 | 1000 | per litre | 7.71 |  |  | Excess(+) | 1 | Full Conversion | INR | [40 empty] | #VALUE! | #VALUE! | #VALUE! | 17.082 | Providing and placing on terrace (at all floor levels) polyethylene water storage tank, IS : 12701 marked, with cover and suitable locking arrangement and making necessary holes for inlet, outlet and overflow pipes but without fittings and the base support for tank. | item no.665 | 1000 | per litre
17.083 | Providing and fixing C.P. brass bib cock of approved quality conforming to IS:8931 : | item no.666 | [52 empty] | 17.083 | Providing and fixing C.P. brass bib cock of approved quality conforming to IS:8931 : | item no.666
17.084 | 15 mm nominal bore | item no.667 | 6 | each | 367.33 |  |  | Excess(+) | 1 | Full Conversion | INR | [40 empty] | #VALUE! | #VALUE! | #VALUE! | 17.084 | 15 mm nominal bore | item no.667 | 6 | each
17.085 | Providing and fixing C.P. brass long nose bib cock of approved quality conforming to IS standards and weighing not less than 810 gms. | item no.668 | [52 empty] | 17.085 | Providing and fixing C.P. brass long nose bib cock of approved quality conforming to IS standards and weighing not less than 810 gms. | item no.668
17.086 | 15 mm nominal bore | item no.669 | 6 | each | 542.56 |  |  | Excess(+) | 1 | Full Conversion | INR | [40 empty] | #VALUE! | #VALUE! | #VALUE! | 17.086 | 15 mm nominal bore | item no.669 | 6 | each
17.087 | Providing and fixing C.P. brass long body bib cock of approved quality conforming to IS standards and weighing not less than 690 gms. | item no.670 | [52 empty] | 17.087 | Providing and fixing C.P. brass long body bib cock of approved quality conforming to IS standards and weighing not less than 690 gms. | item no.670
17.088 | 15 mm nominal bore | item no.671 | 6 | each | 484.3 |  |  | Excess(+) | 1 | Full Conversion | INR | [40 empty] | #VALUE! | #VALUE! | #VALUE! | 17.088 | 15 mm nominal bore | item no.671 | 6 | each
17.089 | Providing and fixing C.P. brass stop cock (concealed) of standard design and of approved make conforming to IS:8931. | item no.672 | [52 empty] | 17.089 | Providing and fixing C.P. brass stop cock (concealed) of standard design and of approved make conforming to IS:8931. | item no.672
17.09 | 15 mm nominal bore | item no.673 | 6 | each | 531.56 |  |  | Excess(+) | 1 | Full Conversion | INR | [40 empty] | #VALUE! | #VALUE! | #VALUE! | 17.09 | 15 mm nominal bore | item no.673 | 6 | each
17.091 | Providing and fixing C.P. brass angle valve for basin mixer and geyser points of approved quality conforming to IS:8931 | item no.674 | [52 empty] | 17.091 | Providing and fixing C.P. brass angle valve for basin mixer and geyser points of approved quality conforming to IS:8931 | item no.674
17.092 | 15mm nominal bore | item no.675 | 6 | each | 466.46 |  |  | Excess(+) | 1 | Full Conversion | INR | [40 empty] | #VALUE! | #VALUE! | #VALUE! | 17.092 | 15mm nominal bore | item no.675 | 6 | each
17.093 | Providing and fixing PTMT bib cock of approved quality and colour. | item no.676 | [52 empty] | 17.093 | Providing and fixing PTMT bib cock of approved quality and colour. | item no.676
17.094 | 15mm nominal bore, 86 mm long, weighing not less than 88 gms | item no.677 | 6 | each | 102.19 |  |  | Excess(+) | 1 | Full Conversion | INR | [40 empty] | #VALUE! | #VALUE! | #VALUE! | 17.094 | 15mm nominal bore, 86 mm long, weighing not less than 88 gms | item no.677 | 6 | each
17.095 | 15 mm nominal bore, 122mm long, weighing not less than 99 gms | item no.678 | 6 | each | 142.08 | 20610 |  | Excess(+) | 1 | Full Conversion | INR | [40 empty] | #VALUE! | #VALUE! | #VALUE! | 17.095 | 15 mm nominal bore, 122mm long, weighing not less than 99 gms | item no.678 | 6 | each
17.096 | Providing and fixing PTMT pillar cock of approved quality and colour. | item no.679 | [52 empty] | 17.096 | Providing and fixing PTMT pillar cock of approved quality and colour. | item no.679
17.097 | 15 mm nominal bore, 107 mm long, weighing not less than 110 gms | item no.680 | 6 | each | 168.91 |  |  | Excess(+) | 1 | Full Conversion | INR | [40 empty] | #VALUE! | #VALUE! | #VALUE! | 17.097 | 15 mm nominal bore, 107 mm long, weighing not less than 110 gms | item no.680 | 6 | each
17.098 | Providing and fixing PTMT grating of approved quality and colour. | item no.681 | [52 empty] | 17.098 | Providing and fixing PTMT grating of approved quality and colour. | item no.681
17.099 | Circular type | item no.682 | [52 empty] | 17.099 | Circular type | item no.682
17.1 | 100 mm nominal dia | item no.683 | 6 | each | 33.23 |  |  | Excess(+) | 1 | Full Conversion | INR | [40 empty] | #VALUE! | #VALUE! | #VALUE! | 17.1 | 100 mm nominal dia | item no.683 | 6 | each
17.101 | 125 mm nominal dia with 25 mm waste hole | item no.684 | 6 | each | 44.93 |  |  | Excess(+) | 1 | Full Conversion | INR | [40 empty] | #VALUE! | #VALUE! | #VALUE! | 17.101 | 125 mm nominal dia with 25 mm waste hole | item no.684 | 6 | each
17.102 | Providing and fixing PTMT soap Dish Holder having length of 138mm, breadth 102mm, height of 75mm with concealed fitting arrangements, weighing not less than 106 gms. | item no.685 | 6 | each | 114.42 |  |  | Excess(+) | 1 | Full Conversion | INR | [40 empty] | #VALUE! | #VALUE! | #VALUE! | 17.102 | Providing and fixing PTMT soap Dish Holder having length of 138mm, breadth 102mm, height of 75mm with concealed fitting arrangements, weighing not less than 106 gms. | item no.685 | 6 | each
17.103 | Providing and fixing unplasticised P.V.C. connection pipe with PTMT Nuts, collar and bush of approved quality and colour. | item no.686 | [52 empty] | 17.103 | Providing and fixing unplasticised P.V.C. connection pipe with PTMT Nuts, collar and bush of approved quality and colour. | item no.686
17.104 | 15 mm nominal bore with 30cm length | item no.687 | 6 | each | 83.2 | 37800 |  | Excess(+) | 1 | Full Conversion | INR | [40 empty] | #VALUE! | #VALUE! | #VALUE! | 17.104 | 15 mm nominal bore with 30cm length | item no.687 | 6 | each
17.105 | 15 mm nominal bore with 45 cm length | item no.688 | 6 | each | 98.59 | 37800 |  | Excess(+) | 1 | Full Conversion | INR | [40 empty] | #VALUE! | #VALUE! | #VALUE! | 17.105 | 15 mm nominal bore with 45 cm length | item no.688 | 6 | each
17.106 | Cutting holes up to 30x30 cm in walls including making good the same: | item no.689 | [52 empty] | 17.106 | Cutting holes up to 30x30 cm in walls including making good the same: | item no.689
17.107 | With common burnt clay F.P.S. (non modular) bricks | item no.690 | 6 | each | 286.93 | 37800 |  | Excess(+) | 1 | Full Conversion | INR | [40 empty] | #VALUE! | #VALUE! | #VALUE! | 17.107 | With common burnt clay F.P.S. (non modular) bricks | item no.690 | 6 | each
17.108 | Cutting holes up to 15x15 cm in R.C.C. floors and roofs for passing drain pipe etc. and repairing the hole after insertion of drain pipe etc. with cement concrete 1:2:4 (1 cement : 2 coarse sand : 4 graded stone aggregate 20 mm nominal size), including finishing complete so as to make it leak proof. | item no.691 | 6 | each | 302.14 |  |  | Excess(+) | 1 | Full Conversion | INR | [40 empty] | #VALUE! | #VALUE! | #VALUE! | 17.108 | Cutting holes up to 15x15 cm in R.C.C. floors and roofs for passing drain pipe etc. and repairing the hole after insertion of drain pipe etc. with cement concrete 1:2:4 (1 cement : 2 coarse sand : 4 graded stone aggregate 20 mm nominal size), including finishing complete so as to make it leak proof. | item no.691 | 6 | each
17.109 | Making chases up to 7.5x7.5 cm in walls including making good and finishing with matching surface after housing G.I. pipe etc. | item no.692 | 6 | metre | 135.16 | 37800 |  | Excess(+) | 1 | Full Conversion | INR | [40 empty] | #VALUE! | #VALUE! | #VALUE! | 17.109 | Making chases up to 7.5x7.5 cm in walls including making good and finishing with matching surface after housing G.I. pipe etc. | item no.692 | 6 | metre
18 | DRAINAGE | item no.693 | [52 empty] | 18 | DRAINAGE | item no.693
18.01 | Providing, laying and jointing glazed stoneware pipes class SP-1 with stiff mixture of cement mortar in the proportion of 1:1 (1 cement : 1 fine sand) including testing of joints etc. complete : | item no.694 | [52 empty] | 18.01 | Providing, laying and jointing glazed stoneware pipes class SP-1 with stiff mixture of cement mortar in the proportion of 1:1 (1 cement : 1 fine sand) including testing of joints etc. complete : | item no.694
18.02 | 100 mm diameter | item no.695 | 12 | metre | 277.99 | 37800 |  | Excess(+) | 1 | Full Conversion | INR | [40 empty] | #VALUE! | #VALUE! | #VALUE! | 18.02 | 100 mm diameter | item no.695 | 12 | metre
18.03 | 150 mm diameter | item no.696 | 6 | metre | 438.57 | 37800 |  | Excess(+) | 1 | Full Conversion | INR | [40 empty] | #VALUE! | #VALUE! | #VALUE! | 18.03 | 150 mm diameter | item no.696 | 6 | metre
18.04 | Providing and laying cement concrete 1:5:10 (1 cement : 5 coarse sand : 10 graded stone aggregate 40 mm nominal size) up to haunches of S.W. pipes including bed concrete as per standard design : | item no.697 | [52 empty] | 18.04 | Providing and laying cement concrete 1:5:10 (1 cement : 5 coarse sand : 10 graded stone aggregate 40 mm nominal size) up to haunches of S.W. pipes including bed concrete as per standard design : | item no.697
18.05 | 100 mm diameter S.W. pipe | item no.698 | 12 | metre | 340.46 | 37800 |  | Excess(+) | 1 | Full Conversion | INR | [40 empty] | #VALUE! | #VALUE! | #VALUE! | 18.05 | 100 mm diameter S.W. pipe | item no.698 | 12 | metre
18.06 | 150 mm diameter S.W. pipe | item no.699 | 6 | metre | 551.77 |  |  | Excess(+) | 1 | Full Conversion | INR | [40 empty] | #VALUE! | #VALUE! | #VALUE! | 18.06 | 150 mm diameter S.W. pipe | item no.699 | 6 | metre
18.07 | Providing and fixing square-mouth S.W. gully trap class SP-1 complete with C.I. grating brick masonry chamber with water tight C.I. cover with frame of 300 x300 mm size (inside) the weight of cover to be not less than 4.50 kg and frame to be not less than 2.70 kg as per standard design: | item no.700 | [52 empty] | 18.07 | Providing and fixing square-mouth S.W. gully trap class SP-1 complete with C.I. grating brick masonry chamber with water tight C.I. cover with frame of 300 x300 mm size (inside) the weight of cover to be not less than 4.50 kg and frame to be not less than 2.70 kg as per standard design: | item no.700
18.08 | 100x100 mm size P type | item no.701 | [52 empty] | 18.08 | 100x100 mm size P type | item no.701
18.09 | With Sewer bricks conforming to IS : 4885 | item no.702 | 3 | each | 2026.34 |  |  | Excess(+) | 1 | Full Conversion | INR | [40 empty] | #VALUE! | #VALUE! | #VALUE! | 18.09 | With Sewer bricks conforming to IS : 4885 | item no.702 | 3 | each
18.1 | Dismantling of old S.W. pipes including breaking of joints and bed concrete stacking of useful materials near the site within 50 m lead and disposal of unserviceable materials into municipal dumps : | item no.703 | [52 empty] | 18.1 | Dismantling of old S.W. pipes including breaking of joints and bed concrete stacking of useful materials near the site within 50 m lead and disposal of unserviceable materials into municipal dumps : | item no.703
18.11 | 100 mm diameter | item no.704 | 6 | metre | 55.63 | 37800 |  | Excess(+) | 1 | Full Conversion | INR | [40 empty] | #VALUE! | #VALUE! | #VALUE! | 18.11 | 100 mm diameter | item no.704 | 6 | metre
18.12 | 150 mm diameter | item no.705 | 6 | metre | 61.55 | 37800 |  | Excess(+) | 1 | Full Conversion | INR | [40 empty] | #VALUE! | #VALUE! | #VALUE! | 18.12 | 150 mm diameter | item no.705 | 6 | metre
18.13 | Providing and laying non-pressure NP2 class (light duty) R.C.C. pipes with collars jointed with stiff mixture of cement mortar in the proportion of 1:2 (1 cement : 2 fine sand) including testing of joints etc. complete : | item no.706 | [52 empty] | 18.13 | Providing and laying non-pressure NP2 class (light duty) R.C.C. pipes with collars jointed with stiff mixture of cement mortar in the proportion of 1:2 (1 cement : 2 fine sand) including testing of joints etc. complete : | item no.706
18.14 | 250 mm dia. R.C.C. pipe | item no.707 | 6 | metre | 661.5 | 37800 |  | Excess(+) | 1 | Full Conversion | INR | [40 empty] | #VALUE! | #VALUE! | #VALUE! | 18.14 | 250 mm dia. R.C.C. pipe | item no.707 | 6 | metre
18.15 | 300 mm dia. R.C.C. pipe | item no.708 | 6 | metre | 757.25 |  |  | Excess(+) | 1 | Full Conversion | INR | [40 empty] | #VALUE! | #VALUE! | #VALUE! | 18.15 | 300 mm dia. R.C.C. pipe | item no.708 | 6 | metre
18.16 | Constructing brick masonry manhole in cement mortar 1:4 ( 1 cement : 4 coarse sand ) with R.C.C. top slab with 1:1.5:3 mix (1 cement : 1.5 coarse sand (zone-III) : 3 graded stone aggregate 20 mm nominal size), foundation concrete 1:4:8 mix (1 cement : 4 coarse sand (Zone-III) : 8 graded stone aggregate 40 mm nominal size), inside plastering 12 mm thick with cement mortar 1:3 (1 cement : 3 coarse sand) finished with floating coat of neat cement and making channels in cement concrete 1:2:4 (1 cement : 2 coarse sand : 4 graded stone aggregate 20 mm nominal size) finished with a floating coat of neat cement complete as per standard design : | item no.709 | [52 empty] | 18.16 | Constructing brick masonry manhole in cement mortar 1:4 ( 1 cement : 4 coarse sand ) with R.C.C. top slab with 1:1.5:3 mix (1 cement : 1.5 coarse sand (zone-III) : 3 graded stone aggregate 20 mm nominal size), foundation concrete 1:4:8 mix (1 cement : 4 coarse sand (Zone-III) : 8 graded stone aggregate 40 mm nominal size), inside plastering 12 mm thick with cement mortar 1:3 (1 cement : 3 coarse sand) finished with floating coat of neat cement and making channels in cement concrete 1:2:4 (1 cement : 2 coarse sand : 4 graded stone aggregate 20 mm nominal size) finished with a floating coat of neat cement complete as per standard design : | item no.709
18.17 | Inside size 90x80 cm and 45 cm deep including C.I. cover with frame (light duty) 455x610 mm internal dimensions, total weight of cover and frame to be not less than 38 kg (weight of cover 23 kg and weight of frame 15 kg) : | item no.710 | [52 empty] | 18.17 | Inside size 90x80 cm and 45 cm deep including C.I. cover with frame (light duty) 455x610 mm internal dimensions, total weight of cover and frame to be not less than 38 kg (weight of cover 23 kg and weight of frame 15 kg) : | item no.710
18.18 | With common burnt clay F.P.S. (non modular) bricks of class designation 7.5 | item no.711 | 2 | each | 9561.63 | 37800 |  | Excess(+) | 1 | Full Conversion | INR | [40 empty] | #VALUE! | #VALUE! | #VALUE! | 18.18 | With common burnt clay F.P.S. (non modular) bricks of class designation 7.5 | item no.711 | 2 | each
18.19 | Inside size 120x90 cm and 90 cm deep including C.I. cover with frame (medium duty) 500 mm internal diameter, total weight of cover and frame to be not less than 116 kg (weight of cover 58 kg and weight of frame 58 kg) : | item no.712 | [52 empty] | 18.19 | Inside size 120x90 cm and 90 cm deep including C.I. cover with frame (medium duty) 500 mm internal diameter, total weight of cover and frame to be not less than 116 kg (weight of cover 58 kg and weight of frame 58 kg) : | item no.712
18.2 | With common burnt clay F.P.S. (non modular) bricks of class designation 7.5 | item no.713 | 2 | each | 20113.67 | 37800 |  | Excess(+) | 1 | Full Conversion | INR | [40 empty] | #VALUE! | #VALUE! | #VALUE! | 18.2 | With common burnt clay F.P.S. (non modular) bricks of class designation 7.5 | item no.713 | 2 | each
18.21 | Extra for depth for manholes : | item no.714 | [52 empty] | 18.21 | Extra for depth for manholes : | item no.714
18.22 | Size 90x80 cm | item no.715 | [52 empty] | 18.22 | Size 90x80 cm | item no.715
18.23 | With common burnt clay F.P.S. (non modular) bricks of class designation 7.5 | item no.716 | 2 | metre | 6578.69 |  |  | Excess(+) | 1 | Full Conversion | INR | [40 empty] | #VALUE! | #VALUE! | #VALUE! | 18.23 | With common burnt clay F.P.S. (non modular) bricks of class designation 7.5 | item no.716 | 2 | metre
18.24 | Size 120x90 cm | item no.717 | [52 empty] | 18.24 | Size 120x90 cm | item no.717
18.25 | With common burnt clay F.P.S. (non modular) bricks of class designation 7.5 | item no.718 | 2 | metre | 7886.54 |  |  | Excess(+) | 1 | Full Conversion | INR | [40 empty] | #VALUE! | #VALUE! | #VALUE! | 18.25 | With common burnt clay F.P.S. (non modular) bricks of class designation 7.5 | item no.718 | 2 | metre
18.26 | Making connection of drain or sewer line with existing manhole including breaking into and making good the walls, floors with cement concrete 1:2:4 mix (1 cement : 2 coarse sand : 4 graded stone aggregate 20 mm nominal size) cement plastered on both sides with cement mortar 1:3 (1 cement : 3 coarse sand), finished with a floating coat of neat cement and making necessary channels for the drain etc. complete : | item no.719 | [52 empty] | 18.26 | Making connection of drain or sewer line with existing manhole including breaking into and making good the walls, floors with cement concrete 1:2:4 mix (1 cement : 2 coarse sand : 4 graded stone aggregate 20 mm nominal size) cement plastered on both sides with cement mortar 1:3 (1 cement : 3 coarse sand), finished with a floating coat of neat cement and making necessary channels for the drain etc. complete : | item no.719
18.27 | For pipes 100 to 250 mm diameter | item no.720 | 6 | each | 546.69 |  |  | Excess(+) | 1 | Full Conversion | INR | [40 empty] | #VALUE! | #VALUE! | #VALUE! | 18.27 | For pipes 100 to 250 mm diameter | item no.720 | 6 | each
18.28 | For pipes 250 to 300 mm diameter | item no.721 | 6 | each | 628.93 |  |  | Excess(+) | 1 | Full Conversion | INR | [40 empty] | #VALUE! | #VALUE! | #VALUE! | 18.28 | For pipes 250 to 300 mm diameter | item no.721 | 6 | each
18.29 | Dismantling of manhole including R.C.C. top slab, C.I. cover with frame, including stacking of useful materials near the site and disposal of unserviceable materials within 50 m lead as per direction of Engineer-in-charge: | item no.722 | [52 empty] | 18.29 | Dismantling of manhole including R.C.C. top slab, C.I. cover with frame, including stacking of useful materials near the site and disposal of unserviceable materials within 50 m lead as per direction of Engineer-in-charge: | item no.722
18.3 | Rectangular manhole 90x80 cm and 45 cm deep | item no.723 | 6 | each | 1592.15 |  |  | Excess(+) | 1 | Full Conversion | INR | [40 empty] | #VALUE! | #VALUE! | #VALUE! | 18.3 | Rectangular manhole 90x80 cm and 45 cm deep | item no.723 | 6 | each
18.31 | Rectangular manhole 120x90 cm and 90 cm deep | item no.724 | 6 | each | 2802.54 |  |  | Excess(+) | 1 | Full Conversion | INR | [40 empty] | #VALUE! | #VALUE! | #VALUE! | 18.31 | Rectangular manhole 120x90 cm and 90 cm deep | item no.724 | 6 | each
18.32 | Raising manhole cover and frame slab to required level including dismantling existing slab and making good the damage as required (Raising depth of manhole to be paid separately) : | item no.725 | [52 empty] | 18.32 | Raising manhole cover and frame slab to required level including dismantling existing slab and making good the damage as required (Raising depth of manhole to be paid separately) : | item no.725
18.33 | Rectangular manhole 90x80 cm with rectangular cover 600 x 450 mm of grade LD - 2.5 | item no.726 | 6 | each | 2155.15 |  |  | Excess(+) | 1 | Full Conversion | INR | [40 empty] | #VALUE! | #VALUE! | #VALUE! | 18.33 | Rectangular manhole 90x80 cm with rectangular cover 600 x 450 mm of grade LD - 2.5 | item no.726 | 6 | each
18.34 | Rectangular manhole 120x90 cm with circular cover 500 mm dia of grade MD - 10 | item no.727 | 6 | each | 3394.25 |  |  | Excess(+) | 1 | Full Conversion | INR | [40 empty] | #VALUE! | #VALUE! | #VALUE! | 18.34 | Rectangular manhole 120x90 cm with circular cover 500 mm dia of grade MD - 10 | item no.727 | 6 | each
18.35 | Constructing brick masonry road gully chamber 50x45x60 cm with bricks in cement mortar 1:4 (1 cement : 4 coarse sand) including 500x450 mm pre-cast R.C.C. horizontal grating with frame complete as per standard design : | item no.728 | [52 empty] | 18.35 | Constructing brick masonry road gully chamber 50x45x60 cm with bricks in cement mortar 1:4 (1 cement : 4 coarse sand) including 500x450 mm pre-cast R.C.C. horizontal grating with frame complete as per standard design : | item no.728
18.36 | With common burnt clay F.P.S. (non modular) bricks of class designation 7.5 | item no.729 | 3 | each | 4567.38 |  |  | Excess(+) | 1 | Full Conversion | INR | [40 empty] | #VALUE! | #VALUE! | #VALUE! | 18.36 | With common burnt clay F.P.S. (non modular) bricks of class designation 7.5 | item no.729 | 3 | each
18.37 | Constructing brick masonry road gully chamber 45x45x77.5 cm with bricks in cement mortar 1:4 (1 cement : 4 coarse sand ) with precast R.C.C. vertical grating complete as per standard design : | item no.730 | [52 empty] | 18.37 | Constructing brick masonry road gully chamber 45x45x77.5 cm with bricks in cement mortar 1:4 (1 cement : 4 coarse sand ) with precast R.C.C. vertical grating complete as per standard design : | item no.730
18.38 | With common burnt clay F.P.S. (non modular) bricks of class designation 7.5 | item no.731 | 3 | each | 5080.97 |  |  | Excess(+) | 1 | Full Conversion | INR | [40 empty] | #VALUE! | #VALUE! | #VALUE! | 18.38 | With common burnt clay F.P.S. (non modular) bricks of class designation 7.5 | item no.731 | 3 | each
19 | ALUMINIUM WORK | item no.732 | [52 empty] | 19 | ALUMINIUM WORK | item no.732
19.01 | Providing and fixing aluminium work for doors, windows, ventilators and partitions with extruded built up standard tubular sections/ appropriate Z sections and other sections of approved make conforming to IS: 733 and IS: 1285, fixing with dash fasteners of required dia and size, including necessary filling up the gaps at junctions, i.e. at top, bottom and sides with required EPDM rubber/ neoprene gasket etc. Aluminium sections shall be smooth, rust free, straight, mitred and jointed mechanically wherever required including cleat angle, Aluminium snap beading for glazing / paneling, C.P. brass / stainless steel screws, all complete as per architectural drawings and the directions of Engineer-in-charge. (Glazing, paneling and dash fasteners to be paid for separately) : | item no.733 | [52 empty] | 19.01 | Providing and fixing aluminium work for doors, windows, ventilators and partitions with extruded built up standard tubular sections/ appropriate Z sections and other sections of approved make conforming to IS: 733 and IS: 1285, fixing with dash fasteners of required dia and size, including necessary filling up the gaps at junctions, i.e. at top, bottom and sides with required EPDM rubber/ neoprene gasket etc. Aluminium sections shall be smooth, rust free, straight, mitred and jointed mechanically wherever required including cleat angle, Aluminium snap beading for glazing / paneling, C.P. brass / stainless steel screws, all complete as per architectural drawings and the directions of Engineer-in-charge. (Glazing, paneling and dash fasteners to be paid for separately) : | item no.733
19.02 | For fixed portion | item no.734 | [52 empty] | 19.02 | For fixed portion | item no.734
19.03 | Anodised aluminium (anodised transparent or dyed to required shade according to IS: 1868, Minimum anodic coating of grade AC 15) | item no.735 | 150 | kg | 371.72 |  |  | Excess(+) | 1 | Full Conversion | INR | [40 empty] | #VALUE! | #VALUE! | #VALUE! | 19.03 | Anodised aluminium (anodised transparent or dyed to required shade according to IS: 1868, Minimum anodic coating of grade AC 15) | item no.735 | 150 | kg
19.04 | Powder coated aluminium (minimum thickness of powder coating 50 micron) | item no.736 | 6 | kg | 400.08 |  |  | Excess(+) | 1 | Full Conversion | INR | [40 empty] | #VALUE! | #VALUE! | #VALUE! | 19.04 | Powder coated aluminium (minimum thickness of powder coating 50 micron) | item no.736 | 6 | kg
19.05 | For shutters of doors, windows & ventilators including providing and fixing hinges/ pivots and making provision for fixing of fittings wherever required including the cost of EPDM rubber / neoprene gasket required (Fittings shall be paid for separately) | item no.737 | [52 empty] | 19.05 | For shutters of doors, windows & ventilators including providing and fixing hinges/ pivots and making provision for fixing of fittings wherever required including the cost of EPDM rubber / neoprene gasket required (Fittings shall be paid for separately) | item no.737
19.06 | Anodised aluminium (anodised transparent or dyed to required shade according to IS: 1868, Minimum anodic coating of grade AC 15) | item no.738 | 150 | kg | 450.15 |  |  | Excess(+) | 1 | Full Conversion | INR | [40 empty] | #VALUE! | #VALUE! | #VALUE! | 19.06 | Anodised aluminium (anodised transparent or dyed to required shade according to IS: 1868, Minimum anodic coating of grade AC 15) | item no.738 | 150 | kg
19.07 | Powder coated aluminium (minimum thickness of powder coating 50 micron) | item no.739 | 6 | kg | 479.04 |  |  | Excess(+) | 1 | Full Conversion | INR | [40 empty] | #VALUE! | #VALUE! | #VALUE! | 19.07 | Powder coated aluminium (minimum thickness of powder coating 50 micron) | item no.739 | 6 | kg
19.08 | Providing and fixing 12 mm thick prelaminated particle board flat pressed three layer or graded wood particle board conforming to IS: 12823 Grade l Type ll, in panelling fixed in aluminum doors, windows shutters and partition frames with C.P. brass / stainless steel screws etc. complete as per architectural drawings and directions of engineer-in-charge. | item no.740 | [52 empty] | 19.08 | Providing and fixing 12 mm thick prelaminated particle board flat pressed three layer or graded wood particle board conforming to IS: 12823 Grade l Type ll, in panelling fixed in aluminum doors, windows shutters and partition frames with C.P. brass / stainless steel screws etc. complete as per architectural drawings and directions of engineer-in-charge. | item no.740
19.09 | Pre-laminated particle board with decorative lamination on one side and balancing lamination on other side | item no.741 | 30 | sqm | 874.79 |  |  | Excess(+) | 1 | Full Conversion | INR | [40 empty] | #VALUE! | #VALUE! | #VALUE! | 19.09 | Pre-laminated particle board with decorative lamination on one side and balancing lamination on other side | item no.741 | 30 | sqm
19.1 | Pre-laminated particle board with decorative lamination on both sides | item no.742 | 30 | sqm | 917.93 |  |  | Excess(+) | 1 | Full Conversion | INR | [40 empty] | #VALUE! | #VALUE! | #VALUE! | 19.1 | Pre-laminated particle board with decorative lamination on both sides | item no.742 | 30 | sqm
19.11 | Providing and fixing glazing in aluminium door, window, ventilator shutters and partitions etc. with EPDM rubber / neoprene gasket etc. complete as per the architectural drawings and the directions of engineer-in-charge . (Cost of aluminium snap beading shall be paid in basic item): | item no.743 | [52 empty] | 19.11 | Providing and fixing glazing in aluminium door, window, ventilator shutters and partitions etc. with EPDM rubber / neoprene gasket etc. complete as per the architectural drawings and the directions of engineer-in-charge . (Cost of aluminium snap beading shall be paid in basic item): | item no.743
19.12 | With float glass panes of 5 mm thickness (weight not less than 12.50 kg/sqm) | item no.744 | 15 | sqm | 1136.69 |  |  | Excess(+) | 1 | Full Conversion | INR | [40 empty] | #VALUE! | #VALUE! | #VALUE! | 19.12 | With float glass panes of 5 mm thickness (weight not less than 12.50 kg/sqm) | item no.744 | 15 | sqm
19.13 | With float glass panes of 8 mm thickness (weight not less than 20 kg/sqm) | item no.745 | 6 | sqm | 1282.2 |  |  | Excess(+) | 1 | Full Conversion | INR | [40 empty] | #VALUE! | #VALUE! | #VALUE! | 19.13 | With float glass panes of 8 mm thickness (weight not less than 20 kg/sqm) | item no.745 | 6 | sqm
19.14 | Providing and fixing double action hydraulic floor spring of approved brand and manufacture conforming to IS : 6315, having brand logo embossed on the body / plate with double spring mechanism and door weight upto 125 kg, for doors, including cost of cutting floors, embedding in floors as required and making good the same matching to the existing floor finishing and cover plates with brass pivot and single piece M.S. sheet outer box with slide plate etc. complete as per the direction of Engineer-in-charge. | item no.746 | [52 empty] | 19.14 | Providing and fixing double action hydraulic floor spring of approved brand and manufacture conforming to IS : 6315, having brand logo embossed on the body / plate with double spring mechanism and door weight upto 125 kg, for doors, including cost of cutting floors, embedding in floors as required and making good the same matching to the existing floor finishing and cover plates with brass pivot and single piece M.S. sheet outer box with slide plate etc. complete as per the direction of Engineer-in-charge. | item no.746
19.15 | With stainless steel cover plate minimum 1.25 mm thickness | item no.747 | 6 | each | 2115.3 |  |  | Excess(+) | 1 | Full Conversion | INR | [40 empty] | #VALUE! | #VALUE! | #VALUE! | 19.15 | With stainless steel cover plate minimum 1.25 mm thickness | item no.747 | 6 | each
19.16 | With brass cover plate minimum 1.25 mm thickness | item no.748 | 6 | each | 2256.07 |  |  | Excess(+) | 1 | Full Conversion | INR | [40 empty] | #VALUE! | #VALUE! | #VALUE! | 19.16 | With brass cover plate minimum 1.25 mm thickness | item no.748 | 6 | each
19.17 | Providing and fixing machine moulded aluminium covering of approved pattern & design, made out of machine cut aluminium sheet and machine holed for receiving dash fastener, over expansion joints on vertical surfaces/ceiling floors, the fixing on plate in one row on one side of joint only shall be done with stainless steel dash fasteners of 8 mm dia and 75 mm long bolt including providing aluminium washers 2 mm thick & 15 mm dia , at a staggered pitch of 200mm centre to centre including drilling holes in the receiving surface and providing expandable plastic sleeves in holes etc. complete as per direction of Engineer-in-charge. | item no.749 | [52 empty] | 19.17 | Providing and fixing machine moulded aluminium covering of approved pattern & design, made out of machine cut aluminium sheet and machine holed for receiving dash fastener, over expansion joints on vertical surfaces/ceiling floors, the fixing on plate in one row on one side of joint only shall be done with stainless steel dash fasteners of 8 mm dia and 75 mm long bolt including providing aluminium washers 2 mm thick & 15 mm dia , at a staggered pitch of 200mm centre to centre including drilling holes in the receiving surface and providing expandable plastic sleeves in holes etc. complete as per direction of Engineer-in-charge. | item no.749
19.18 | Powder coated aluminium sheet 2.5mm thick (minimum thickness of powder coating 50 micron) | item no.750 | 9 | kg | 538.66 |  |  | Excess(+) | 1 | Full Conversion | INR | [40 empty] | #VALUE! | #VALUE! | #VALUE! | 19.18 | Powder coated aluminium sheet 2.5mm thick (minimum thickness of powder coating 50 micron) | item no.750 | 9 | kg
19.19 | Providing and fixing stainless steel (SS 304 grade) adjustable friction windows stays of approved quality with necessary stainless steel screws etc. to the side hung windows as per direction of Engineer-in-charge complete. | item no.751 | [52 empty] | 19.19 | Providing and fixing stainless steel (SS 304 grade) adjustable friction windows stays of approved quality with necessary stainless steel screws etc. to the side hung windows as per direction of Engineer-in-charge complete. | item no.751
19.2 | 255 X 19 mm | item no.752 | 9 | each | 282.9 |  |  | Excess(+) | 1 | Full Conversion | INR | [40 empty] | #VALUE! | #VALUE! | #VALUE! | 19.2 | 255 X 19 mm | item no.752 | 9 | each
19.21 | 355 X 19 mm | item no.753 | 9 | each | 251.2 |  |  | Excess(+) | 1 | Full Conversion | INR | [40 empty] | #VALUE! | #VALUE! | #VALUE! | 19.21 | 355 X 19 mm | item no.753 | 9 | each
19.22 | Providing and fixing aluminium tubular handle bar 32 mm outer dia, 3.0 mm thick & 2100 mm long with SS screws etc .complete as per direction of Engineer-in-Charge. | item no.754 | [52 empty] | 19.22 | Providing and fixing aluminium tubular handle bar 32 mm outer dia, 3.0 mm thick & 2100 mm long with SS screws etc .complete as per direction of Engineer-in-Charge. | item no.754
19.23 | Anodized (AC 15 ) aluminium tubular handle bar | item no.755 | 15 | each | 449.18 |  |  | Excess(+) | 1 | Full Conversion | INR | [40 empty] | #VALUE! | #VALUE! | #VALUE! | 19.23 | Anodized (AC 15 ) aluminium tubular handle bar | item no.755 | 15 | each
19.24 | Providing and fixing Brass 100mm mortice latch and lock with 6 levers without pair of handles (best make of approved quality) for aluminium doors including necessary cutting and making good etc. complete. | item no.756 | 15 | each | 402.06 |  |  | Excess(+) | 1 | Full Conversion | INR | [40 empty] | #VALUE! | #VALUE! | #VALUE! | 19.24 | Providing and fixing Brass 100mm mortice latch and lock with 6 levers without pair of handles (best make of approved quality) for aluminium doors including necessary cutting and making good etc. complete. | item no.756 | 15 | each
19.25 | Providing and fixing aluminium casement windows fastener of required length for aluminium windows with necessary screws etc. complete. | item no.757 | [52 empty] | 19.25 | Providing and fixing aluminium casement windows fastener of required length for aluminium windows with necessary screws etc. complete. | item no.757
19.26 | Anodized (AC 15) aluminium | item no.758 | 9 | each | 59.22 |  |  | Excess(+) | 1 | Full Conversion | INR | [40 empty] | #VALUE! | #VALUE! | #VALUE! | 19.26 | Anodized (AC 15) aluminium | item no.758 | 9 | each
19.27 | Powder coated minimum thickness 50 micron aluminium | item no.759 | 9 | each | 62.73 |  |  | Excess(+) | 1 | Full Conversion | INR | [40 empty] | #VALUE! | #VALUE! | #VALUE! | 19.27 | Powder coated minimum thickness 50 micron aluminium | item no.759 | 9 | each
19.28 | Providing and fixing aluminium round shape handle of outer dia 100 mm with SS screws etc. complete as per direction of Engineer-in-charge | item no.760 | [52 empty] | 19.28 | Providing and fixing aluminium round shape handle of outer dia 100 mm with SS screws etc. complete as per direction of Engineer-in-charge | item no.760
19.29 | Anodized (AC 15 ) aluminium | item no.761 | 9 | each | 69.79 |  |  | Excess(+) | 1 | Full Conversion | INR | [40 empty] | #VALUE! | #VALUE! | #VALUE! | 19.29 | Anodized (AC 15 ) aluminium | item no.761 | 9 | each
19.3 | Providing and fixing anodised aluminium grill (anodised transparent or dyed to required shade according to IS: 1868 with minimum anodic coating of grade AC 15) of approved design/pattern, with approved standard section and fixed to the existing window frame with C.P. brass/ stainless steel screws @ 200 mm centre to centre, including cutting the grill to proper opening size for fixing and operation of handles and fixing approved anodised aluminium standard section around the opening, all complete as per requirement and direction of Engineer-in-charge. (Only weight of grill to be measured for payment). | item no.762 | 9 | kg | 455.8 |  |  | Excess(+) | 1 | Full Conversion | INR | [40 empty] | #VALUE! | #VALUE! | #VALUE! | 19.3 | Providing and fixing anodised aluminium grill (anodised transparent or dyed to required shade according to IS: 1868 with minimum anodic coating of grade AC 15) of approved design/pattern, with approved standard section and fixed to the existing window frame with C.P. brass/ stainless steel screws @ 200 mm centre to centre, including cutting the grill to proper opening size for fixing and operation of handles and fixing approved anodised aluminium standard section around the opening, all complete as per requirement and direction of Engineer-in-charge. (Only weight of grill to be measured for payment). | item no.762 | 9 | kg
20 | WATER PROOFING | item no.763 | [52 empty] | 20 | WATER PROOFING | item no.763
20.01 | Providing and laying water proofing treatment to vertical and horizontal surfaces of depressed portions of W.C., kitchen and the like consisting of: (i) Ist course of applying cement slurry @ 4.4 kg/sqm mixed with water proofing compound conforming to IS 2645 in recommended proportions including rounding off junction of vertical and horizontal surface. (ii) IInd course of 20 mm cement plaster 1:3 (1 cement : 3 coarse sand) mixed with water proofing compound in recommended proportion including rounding off junction of vertical and horizontal surface. (iii) IIIrd course of applying blown or residual bitumen applied hot at 1.7 kg. per sqm of area. (iv) IVth course of 400 micron thick PVC sheet. (Overlaps at joints of PVC sheet should be 100 mm wide and pasted to each other with bitumen @ 1.7 kg/sqm). | item no.764 | 6 | sqm | 618.76 |  |  | Excess(+) | 1 | Full Conversion | INR | [40 empty] | #VALUE! | #VALUE! | #VALUE! | 20.01 | Providing and laying water proofing treatment to vertical and horizontal surfaces of depressed portions of W.C., kitchen and the like consisting of: (i) Ist course of applying cement slurry @ 4.4 kg/sqm mixed with water proofing compound conforming to IS 2645 in recommended proportions including rounding off junction of vertical and horizontal surface. (ii) IInd course of 20 mm cement plaster 1:3 (1 cement : 3 coarse sand) mixed with water proofing compound in recommended proportion including rounding off junction of vertical and horizontal surface. (iii) IIIrd course of applying blown or residual bitumen applied hot at 1.7 kg. per sqm of area. (iv) IVth course of 400 micron thick PVC sheet. (Overlaps at joints of PVC sheet should be 100 mm wide and pasted to each other with bitumen @ 1.7 kg/sqm). | item no.764 | 6 | sqm
20.02 | Providing and laying integral cement based water proofing treatment including preparation of surface as required for treatment of roofs, balconies, terraces etc consisting of following operations: (a) Applying a slurry coat of neat cement using 2.75 kg/sqm of cement admixed with water proofing compound conforming to IS. 2645 and approved by Engineer-in-charge over the RCC slab including adjoining walls upto 300 mm height including cleaning the surface before treatment. (b) Laying brick bats with mortar using broken bricks/brick bats 25 mm to 115 mm size with 50% of cement mortar 1:5 (1 cement : 5 coarse sand) admixed with water proofing compound conforming to IS : 2645 and approved by Engineer-in-charge over 20 mm thick layer of cement mortar of mix 1:5 (1 cement :5 coarse sand ) admixed with water proofing compound conforming to IS : 2645 and approved by Engineer-in-charge to required slope and treating similarly the adjoining walls upto 300 mm height including rounding of junctions of walls and slabs. (c) After two days of proper curing applying a second coat of cement slurry using 2.75 kg/ sqm of cement admixed with water proofing compound conforming to IS : 2645 and approved by Engineer-in-charge. (d) Finishing the surface with 20 mm thick jointless cement mortar of mix 1:4 (1 cement :4 coarse sand) admixed with water proofing compound conforming to IS : 2645 and approved by Engineer-in-charge including laying glass fibre cloth of approved quality in top layer of plaster and finally finishing the surface with trowel with neat cement slurry and making pattern of 300x300 mm square 3 mm deep. (e) The whole terrace so finished shall be flooded with water for a minimum period of two weeks for curing and for final test.“All above operations to be done in order and as directed and specified by the Engineer-in-Charge : | item no.765 | [52 empty] | 20.02 | Providing and laying integral cement based water proofing treatment including preparation of surface as required for treatment of roofs, balconies, terraces etc consisting of following operations: (a) Applying a slurry coat of neat cement using 2.75 kg/sqm of cement admixed with water proofing compound conforming to IS. 2645 and approved by Engineer-in-charge over the RCC slab including adjoining walls upto 300 mm height including cleaning the surface before treatment. (b) Laying brick bats with mortar using broken bricks/brick bats 25 mm to 115 mm size with 50% of cement mortar 1:5 (1 cement : 5 coarse sand) admixed with water proofing compound conforming to IS : 2645 and approved by Engineer-in-charge over 20 mm thick layer of cement mortar of mix 1:5 (1 cement :5 coarse sand ) admixed with water proofing compound conforming to IS : 2645 and approved by Engineer-in-charge to required slope and treating similarly the adjoining walls upto 300 mm height including rounding of junctions of walls and slabs. (c) After two days of proper curing applying a second coat of cement slurry using 2.75 kg/ sqm of cement admixed with water proofing compound conforming to IS : 2645 and approved by Engineer-in-charge. (d) Finishing the surface with 20 mm thick jointless cement mortar of mix 1:4 (1 cement :4 coarse sand) admixed with water proofing compound conforming to IS : 2645 and approved by Engineer-in-charge including laying glass fibre cloth of approved quality in top layer of plaster and finally finishing the surface with trowel with neat cement slurry and making pattern of 300x300 mm square 3 mm deep. (e) The whole terrace so finished shall be flooded with water for a minimum period of two weeks for curing and for final test.“All above operations to be done in order and as directed and specified by the Engineer-in-Charge : | item no.765
20.03 | With average thickness of 120 mm and minimum thickness at khurra as 65 mm. | item no.766 | 6 | sqm | 1226.21 |  |  | Excess(+) | 1 | Full Conversion | INR | [40 empty] | #VALUE! | #VALUE! | #VALUE! | 20.03 | With average thickness of 120 mm and minimum thickness at khurra as 65 mm. | item no.766 | 6 | sqm
20.04 | Grading roof for water proofing treatment with | item no.767 | [52 empty] | 20.04 | Grading roof for water proofing treatment with | item no.767
20.05 | Cement concrete 1:2:4 (1 cement : 2 coarse sand : 4 graded stone aggregate 20mm nominal size) | item no.768 | 3 | cum | 6071.59 |  |  | Excess(+) | 1 | Full Conversion | INR | [40 empty] | #VALUE! | #VALUE! | #VALUE! | 20.05 | Cement concrete 1:2:4 (1 cement : 2 coarse sand : 4 graded stone aggregate 20mm nominal size) | item no.768 | 3 | cum
20.06 | Cement mortar 1:3 (1 cement : 3 coarse sand) | item no.769 | 3 | cum | 11275.31 |  |  | Excess(+) | 1 | Full Conversion | INR | [40 empty] | #VALUE! | #VALUE! | #VALUE! | 20.06 | Cement mortar 1:3 (1 cement : 3 coarse sand) | item no.769 | 3 | cum
21 | STRUCTURAL GLAZING ALUMINIUM COMPOSITE PANEL | item no.770 | [52 empty] | 21 | STRUCTURAL GLAZING ALUMINIUM COMPOSITE PANEL | item no.770
21.01 | Designing, fabricating, testing, protection, installing and fixing in position semi (grid) unitized system of structural glazing (with open joints) for linear as well as curvilinear portions of the building for all heights and all levels, including: (a) Structural analysis & design and preparation of shop drawings for the specified design loads conforming to IS 875 part III (the system must passed the proof test at 1.5 times design wind pressure without any failure), including functional design of the aluminum sections for fixing glazing panels of various thicknesses, aluminium cleats, sleeves and splice plates etc. gaskets, screws, toggles, nuts, bolts, clamps etc., structural and weather silicone sealants, flashings, fire stop (barrier)-cum-smoke seals, microwave cured EPDM gaskets for water tightness, pressure equalisation & drainage and protection against fire hazard including: (b) Fabricating and supplying serrated M.S. hot dip galvanised / Aluminium alloy of 6005 T5 brackets of required sizes, sections and profiles etc. to accommodate 3 Dimentional movement for achieving perfect verticality and fixing structural glazing system rigidly to the RCC/ masonry/structural steel framework of building structure using stainless steel anchor fasteners/ bolts, nylon seperator to prevent bimetallic contacts with nuts and washers etc. of stainless steel grade 316, of the required capacity and in required numbers. (c) Providing and filling, two part pump filled, structural silicone sealant and one part weather silicone sealant compatible with the structural silicone sealant of required bite size in a clean and controlled factory / work shop environment, including double sided spacer tape, setting blocks and backer rod, all of approved grade, brand and manufacture, as per the approved sealant design, within and all around the perimeter for holding glass. (d) Providing and fixing in position flashings of solid aluminium sheet 1 mm thick and of sizes, shapes and profiles, as required as per the site conditions, to seal the gap between the building structure and all its interfaces with curtain glazing to make it watertight. (e) Making provision for drainage of moisture/ water that enters the curtain glazing system to make it watertight, by incorporating principles of pressure equalization, providing suitable gutter profiles at bottom (if required), making necessary holes of required sizes and of required numbers etc. complete. This item includes cost of all inputs of designing, labour for fabricating and installation of aluminium grid, installation of glazed units, T&P, scaffolding and other incidental charges including wastages etc., enabling temporary structures and services, cranes or cradles etc. as described above and as specified. The item includes the cost of getting all the structural and functional design including shop drawings checked by a structural designer, dully approved by Engineer-in-charge. The item also includes the cost of all mock ups at site, cost of all samples of the individual components for testing in an approved laboratory, field tests on the assembled working structural glazing as specified, cleaning and protection till the handing over of the building for occupation. In the end, the Contractor shall provide a water tight structural glazing having all the performance characteristics etc. all complete as required, as per the Architectural drawings, as per item description, as specified, as per the approved shop drawings and as directed by the Engineer- in-Charge. Note:- 1. The cost of providing extruded aluminium frames, shadow boxes, extruded aluminium section capping for fixing in the grooves of the curtain glazing and vermin proof stainless steel wire mesh shall be paid for separately under relevant items under this sub- head. However, for the purpose of payment, only the actual area of structural glazing (including width of grooves) on the external face shall be measured in sqm. up to two decimal places. Note:-2. The following performance test are to be conducted on structural glazing system if area of structural glazing exceeds 2500 Sqm from the certified laboratories accreditated by NABL(National Accreditation Board for Testing and Calibration Laboratories), Department of Science & Technologies, India. Cost of testing is payable separately. | item no.771 | 3 | sqm | 2585.97 |  |  | Excess(+) | 1 | Full Conversion | INR | [40 empty] | #VALUE! | #VALUE! | #VALUE! | 21.01 | Designing, fabricating, testing, protection, installing and fixing in position semi (grid) unitized system of structural glazing (with open joints) for linear as well as curvilinear portions of the building for all heights and all levels, including: (a) Structural analysis & design and preparation of shop drawings for the specified design loads conforming to IS 875 part III (the system must passed the proof test at 1.5 times design wind pressure without any failure), including functional design of the aluminum sections for fixing glazing panels of various thicknesses, aluminium cleats, sleeves and splice plates etc. gaskets, screws, toggles, nuts, bolts, clamps etc., structural and weather silicone sealants, flashings, fire stop (barrier)-cum-smoke seals, microwave cured EPDM gaskets for water tightness, pressure equalisation & drainage and protection against fire hazard including: (b) Fabricating and supplying serrated M.S. hot dip galvanised / Aluminium alloy of 6005 T5 brackets of required sizes, sections and profiles etc. to accommodate 3 Dimentional movement for achieving perfect verticality and fixing structural glazing system rigidly to the RCC/ masonry/structural steel framework of building structure using stainless steel anchor fasteners/ bolts, nylon seperator to prevent bimetallic contacts with nuts and washers etc. of stainless steel grade 316, of the required capacity and in required numbers. (c) Providing and filling, two part pump filled, structural silicone sealant and one part weather silicone sealant compatible with the structural silicone sealant of required bite size in a clean and controlled factory / work shop environment, including double sided spacer tape, setting blocks and backer rod, all of approved grade, brand and manufacture, as per the approved sealant design, within and all around the perimeter for holding glass. (d) Providing and fixing in position flashings of solid aluminium sheet 1 mm thick and of sizes, shapes and profiles, as required as per the site conditions, to seal the gap between the building structure and all its interfaces with curtain glazing to make it watertight. (e) Making provision for drainage of moisture/ water that enters the curtain glazing system to make it watertight, by incorporating principles of pressure equalization, providing suitable gutter profiles at bottom (if required), making necessary holes of required sizes and of required numbers etc. complete. This item includes cost of all inputs of designing, labour for fabricating and installation of aluminium grid, installation of glazed units, T&P, scaffolding and other incidental charges including wastages etc., enabling temporary structures and services, cranes or cradles etc. as described above and as specified. The item includes the cost of getting all the structural and functional design including shop drawings checked by a structural designer, dully approved by Engineer-in-charge. The item also includes the cost of all mock ups at site, cost of all samples of the individual components for testing in an approved laboratory, field tests on the assembled working structural glazing as specified, cleaning and protection till the handing over of the building for occupation. In the end, the Contractor shall provide a water tight structural glazing having all the performance characteristics etc. all complete as required, as per the Architectural drawings, as per item description, as specified, as per the approved shop drawings and as directed by the Engineer- in-Charge. Note:- 1. The cost of providing extruded aluminium frames, shadow boxes, extruded aluminium section capping for fixing in the grooves of the curtain glazing and vermin proof stainless steel wire mesh shall be paid for separately under relevant items under this sub- head. However, for the purpose of payment, only the actual area of structural glazing (including width of grooves) on the external face shall be measured in sqm. up to two decimal places. Note:-2. The following performance test are to be conducted on structural glazing system if area of structural glazing exceeds 2500 Sqm from the certified laboratories accreditated by NABL(National Accreditation Board for Testing and Calibration Laboratories), Department of Science & Technologies, India. Cost of testing is payable separately. | item no.771 | 3 | sqm
22 | NEW TECHNOLOGIES AND MATERIALS | item no.772 | [52 empty] | 22 | NEW TECHNOLOGIES AND MATERIALS | item no.772
22.01 | Chipping of unsound/weak concrete material from slabs, beams, columns etc. with manual Chisel and/ or by standard power driven percussion type or of approved make including tapering of all edges, making square shoulders of cavities including cleaning the exposed concrete surface and reinforcement with wire brushes etc. and disposal of debris for all lead and lifts all complete as per direction of Engineer-In-Charge | item no.773 | [52 empty] | 22.01 | Chipping of unsound/weak concrete material from slabs, beams, columns etc. with manual Chisel and/ or by standard power driven percussion type or of approved make including tapering of all edges, making square shoulders of cavities including cleaning the exposed concrete surface and reinforcement with wire brushes etc. and disposal of debris for all lead and lifts all complete as per direction of Engineer-In-Charge | item no.773
22.02 | 75mm average thickness | item no.774 | 6 | sqm | 251.73 |  |  | Excess(+) | 1 | Full Conversion | INR | [40 empty] | #VALUE! | #VALUE! | #VALUE! | 22.02 | 75mm average thickness | item no.774 | 6 | sqm
22.03 | 50mm average thickness | item no.775 | 6 | sqm | 170.62 |  |  | Excess(+) | 1 | Full Conversion | INR | [40 empty] | #VALUE! | #VALUE! | #VALUE! | 22.03 | 50mm average thickness | item no.775 | 6 | sqm
22.04 | Cleaning of reinforcement from rust from the reinforcing bars to give it a total rust free steel surface by using alkaline chemical rust remover of approved make with paint brush and removing loose particles after 24 hours of its application with wire brush and thoroughly washing with water and allowing it to dry, all complete as per direction of Engineer-In-Charge. | item no.776 | [52 empty] | 22.04 | Cleaning of reinforcement from rust from the reinforcing bars to give it a total rust free steel surface by using alkaline chemical rust remover of approved make with paint brush and removing loose particles after 24 hours of its application with wire brush and thoroughly washing with water and allowing it to dry, all complete as per direction of Engineer-In-Charge. | item no.776
22.05 | Bars upto 12 mm diameter | item no.777 | 6 | metre | 5.17 |  |  | Excess(+) | 1 | Full Conversion | INR | [40 empty] | #VALUE! | #VALUE! | #VALUE! | 22.05 | Bars upto 12 mm diameter | item no.777 | 6 | metre
22.06 | Bars above 12 mm diameter | item no.778 | 6 | metre | 10.34 |  |  | Excess(+) | 1 | Full Conversion | INR | [40 empty] | #VALUE! | #VALUE! | #VALUE! | 22.06 | Bars above 12 mm diameter | item no.778 | 6 | metre
22.07 | Providing, mixing and applying bonding coat of approved adhesive on chipped portion of RCC as per specifications and direction of Engineer-In-charge complete in all respect. | item no.779 | [52 empty] | 22.07 | Providing, mixing and applying bonding coat of approved adhesive on chipped portion of RCC as per specifications and direction of Engineer-In-charge complete in all respect. | item no.779
22.08 | Epoxy bonding adhesive having coverage 2.20 sqm/kg of approved make | item no.780 | 3 | sqm | 340.64 |  |  | Excess(+) | 1 | Full Conversion | INR | [40 empty] | #VALUE! | #VALUE! | #VALUE! | 22.08 | Epoxy bonding adhesive having coverage 2.20 sqm/kg of approved make | item no.780 | 3 | sqm
22.09 | Providing, mixing and applying SBR polymer (of approved make @ minimum 2% by wt. of cement used) modified plain/reinforced cement concrete for structural members having minimum characteristic compressive strength [with ordinary portland cement, coarse sand and graded stone aggregate of 10mm maximum size in proportion as per design criteria] with specified average thickness. | item no.781 | [52 empty] | 22.09 | Providing, mixing and applying SBR polymer (of approved make @ minimum 2% by wt. of cement used) modified plain/reinforced cement concrete for structural members having minimum characteristic compressive strength [with ordinary portland cement, coarse sand and graded stone aggregate of 10mm maximum size in proportion as per design criteria] with specified average thickness. | item no.781
22.1 | 50mm thick in Grade M 25 with cement content not less than 330 kg per cum | item no.782 | 3 | sqm | 473.38 |  |  | Excess(+) | 1 | Full Conversion | INR | [40 empty] | #VALUE! | #VALUE! | #VALUE! | 22.1 | 50mm thick in Grade M 25 with cement content not less than 330 kg per cum | item no.782 | 3 | sqm
22.11 | 75mm thick in Grade M 25 with cement content not less than 330 kg per cum | item no.783 | 3 | sqm | 710.03 |  |  | Excess(+) | 1 | Full Conversion | INR | [40 empty] | #VALUE! | #VALUE! | #VALUE! | 22.11 | 75mm thick in Grade M 25 with cement content not less than 330 kg per cum | item no.783 | 3 | sqm
22.12 | Providing, erecting, maintaining and removing temporary protective screens made out of specified fabric with all necessary fixing arrangement to ensure that it remains in position for the work duration as required by the Engineer-in-charge. | item no.784 | [52 empty] | 22.12 | Providing, erecting, maintaining and removing temporary protective screens made out of specified fabric with all necessary fixing arrangement to ensure that it remains in position for the work duration as required by the Engineer-in-charge. | item no.784
22.13 | Wooven PVC cloth | item no.785 | 6 | sqm | 39.89 |  |  | Excess(+) | 1 | Full Conversion | INR | [40 empty] | #VALUE! | #VALUE! | #VALUE! | 22.13 | Wooven PVC cloth | item no.785 | 6 | sqm
23 | MINOR CIVIL MAINTENANCE WORK | item no.786 | [52 empty] | 23 | MINOR CIVIL MAINTENANCE WORK | item no.786
23.01 | "P/F C.P brass towel rod complete with two C.P.brass brackets fixed to wooden cleats with C.P. brass screws of approved quality size of 600 x 20 mm. | item no.787 | 12 | Each | 422.32 |  |  | Excess(+) | 1 | Full Conversion | INR | [40 empty] | #VALUE! | #VALUE! | #VALUE! | 23.01 | "P/F C.P brass towel rod complete with two C.P.brass brackets fixed to wooden cleats with C.P. brass screws of approved quality size of 600 x 20 mm. | item no.787 | 12 | Each
23.02 | "Providing and fixing C.P. grating with or without hole for waste pipe for floor/ nahani trap 100 mm dia. weight not less than 100 grams. | item no.788 | 12 | Each | 58.65 |  |  | Excess(+) | 1 | Full Conversion | INR | [40 empty] | #VALUE! | #VALUE! | #VALUE! | 23.02 | "Providing and fixing C.P. grating with or without hole for waste pipe for floor/ nahani trap 100 mm dia. weight not less than 100 grams. | item no.788 | 12 | Each
23.03 | "Cutting rubbing and polishing of old mosaic flooring of dado for rubbing and removal of rubbish i/c one coat of cement slurry for final rubbing and polishing. | item no.789 | 15 | Sqm | 69.91 |  |  | Excess(+) | 1 | Full Conversion | INR | [40 empty] | #VALUE! | #VALUE! | #VALUE! | 23.03 | "Cutting rubbing and polishing of old mosaic flooring of dado for rubbing and removal of rubbish i/c one coat of cement slurry for final rubbing and polishing. | item no.789 | 15 | Sqm
23.04 | "Providing and fixing C.P flange for C.P bib cock/C.P angle stop cock. | item no.790 | 12 | Each | 29.32 |  |  | Excess(+) | 1 | Full Conversion | INR | [40 empty] | #VALUE! | #VALUE! | #VALUE! | 23.04 | "Providing and fixing C.P flange for C.P bib cock/C.P angle stop cock. | item no.790 | 12 | Each
23.05 | "Providing and fixing C.P Brass shower rose 15 mm or 20 mm inlet with shower arm (a) 75 mm dia fancy type. | item no.791 | 6 | Each | 504.43 |  |  | Excess(+) | 1 | Full Conversion | INR | [40 empty] | #VALUE! | #VALUE! | #VALUE! | 23.05 | "Providing and fixing C.P Brass shower rose 15 mm or 20 mm inlet with shower arm (a) 75 mm dia fancy type. | item no.791 | 6 | Each
23.06 | "Providing and fixing white vitreous china oval type wash basin of size 550 x 480 with 15mm C.P brass pillar tap, 32mm C.P brass waste of standard pattern. | item no.792 | 3 | Each | 3451.44 |  |  | Excess(+) | 1 | Full Conversion | INR | [40 empty] | #VALUE! | #VALUE! | #VALUE! | 23.06 | "Providing and fixing white vitreous china oval type wash basin of size 550 x 480 with 15mm C.P brass pillar tap, 32mm C.P brass waste of standard pattern. | item no.792 | 3 | Each
23.07 | Providing & fixing C.P Coat Pin hanger | item no.793 | 3 | Each | 232.27 |  |  | Excess(+) | 1 | Full Conversion | INR | [40 empty] | #VALUE! | #VALUE! | #VALUE! | 23.07 | Providing & fixing C.P Coat Pin hanger | item no.793 | 3 | Each
23.08 | "Providing and fixing 15 mm nominal bore C.P. swan neck pillar cock of L&K or approved equivalent make. " | item no.794 | 3 | Each | 1125.82 |  |  | Excess(+) | 1 | Full Conversion | INR | [40 empty] | #VALUE! | #VALUE! | #VALUE! | 23.08 | "Providing and fixing 15 mm nominal bore C.P. swan neck pillar cock of L&K or approved equivalent make. " | item no.794 | 3 | Each
23.09 | Providing and fixing C.P soap dish with necessary screws etc. complete. | item no.795 | 3 | Each | 316.73 |  |  | Excess(+) | 1 | Full Conversion | INR | [40 empty] | #VALUE! | #VALUE! | #VALUE! | 23.09 | Providing and fixing C.P soap dish with necessary screws etc. complete. | item no.795 | 3 | Each
23.1 | Providing and Fixing white vitreous china flat back half stall urinal of size 580x 380 x 350 mm with fittings standard size, C.P. Brass domical waste 32 mm , C.P. Brass spreders 15 mm , C.P. Connection pipe with Brass union & clamp and C.P Brass Push Cock 15 mm including cutting & making good the wall. | item no.796 | 3 | Each | 6541.29 |  |  | Excess(+) | 1 | Full Conversion | INR | [40 empty] | #VALUE! | #VALUE! | #VALUE! | 23.1 | Providing and Fixing white vitreous china flat back half stall urinal of size 580x 380 x 350 mm with fittings standard size, C.P. Brass domical waste 32 mm , C.P. Brass spreders 15 mm , C.P. Connection pipe with Brass union & clamp and C.P Brass Push Cock 15 mm including cutting & making good the wall. | item no.796 | 3 | Each
23.11 | """Providing and laying in position cement concrete of specified grade excluding the cost of centering and shuttering - All work up to plinth level. 1:5:10 (1 cement : 5 fine sand : 10 graded Brick aggregate 40 mm nominal size). "" " | item no.797 | 6 | CUM | 4942.04 |  |  | Excess(+) | 1 | Full Conversion | INR | [40 empty] | #VALUE! | #VALUE! | #VALUE! | 23.11 | """Providing and laying in position cement concrete of specified grade excluding the cost of centering and shuttering - All work up to plinth level. 1:5:10 (1 cement : 5 fine sand : 10 graded Brick aggregate 40 mm nominal size). "" " | item no.797 | 6 | CUM
23.12 | """Providing and laying in position cement concrete of specified grade excluding the cost of centering and shuttering - All work up to plinth level : with Old available Brick Aggregate 1:5:10 (1 cement : 5 fine sand : 10 graded Brick aggregate 40 mm nominal size). "" " | item no.798 | 6 | CUM | 3939.71 |  |  | Excess(+) | 1 | Full Conversion | INR | [40 empty] | #VALUE! | #VALUE! | #VALUE! | 23.12 | """Providing and laying in position cement concrete of specified grade excluding the cost of centering and shuttering - All work up to plinth level : with Old available Brick Aggregate 1:5:10 (1 cement : 5 fine sand : 10 graded Brick aggregate 40 mm nominal size). "" " | item no.798 | 6 | CUM
23.13 | "P/F Homogeneous polyvinyl cloride sheet 1.5 mm thick in flooring and skirting approved pattern on a smooth and damp proof base using rubber base adhesive of approved quility and manufacturer like Dunlop S758, Fevicol SR 998 or equivalent including rolling with light wooden roller weight about 5 kg. All complete as directed by Engineer-in-charge in approved colour & shade. " | item no.799 | 150 | SQM | 542.74 |  |  | Excess(+) | 1 | Full Conversion | INR | [40 empty] | #VALUE! | #VALUE! | #VALUE! | 23.13 | "P/F Homogeneous polyvinyl cloride sheet 1.5 mm thick in flooring and skirting approved pattern on a smooth and damp proof base using rubber base adhesive of approved quility and manufacturer like Dunlop S758, Fevicol SR 998 or equivalent including rolling with light wooden roller weight about 5 kg. All complete as directed by Engineer-in-charge in approved colour & shade. " | item no.799 | 150 | SQM
23.14 | "Providing and fixing vertical venition blinds vista make dust guard (classic/select) 100 mm wide on windows. | item no.800 | 6 | SQM | 1935.99 |  |  | Excess(+) | 1 | Full Conversion | INR | [40 empty] | #VALUE! | #VALUE! | #VALUE! | 23.14 | "Providing and fixing vertical venition blinds vista make dust guard (classic/select) 100 mm wide on windows. | item no.800 | 6 | SQM
23.15 | "Providing and fixing CP health faucet Corsa brand or Equivalent (hand shower) for European type WC/ IWC of standard make fixed on existing angle valve etc. Complete. " | item no.801 | 3 | EACH | 850.81 |  |  | Excess(+) | 1 | Full Conversion | INR | [40 empty] | #VALUE! | #VALUE! | #VALUE! | 23.15 | "Providing and fixing CP health faucet Corsa brand or Equivalent (hand shower) for European type WC/ IWC of standard make fixed on existing angle valve etc. Complete. " | item no.801 | 3 | EACH
23.16 | "Fixing aluminium work for doors, windows, ventilators and partitions with extruded built up standard tubular sections/ appropriate Z sections and other sections of approved make conforming to IS: 733 and IS: 1285, fixing with dash fasteners of required dia and size, including necessary filling up the gaps at junctions, i.e. at top, bottom and sides with required EPDM rubber/ neoprene gasket etc. Aluminium sections shall be smooth, rust free, straight, mitred and jointed mechanically wherever required including cleat angle, Aluminium snap beading for glazing / paneling, C.P. brass / stainless steel screws, all complete as per architectural drawings and the directions of Engineer-in-charge.For fixed portio with old and available materials. " | item no.802 | 60 | KG | 73.91 |  |  | Excess(+) | 1 | Full Conversion | INR | [40 empty] | #VALUE! | #VALUE! | #VALUE! | 23.16 | "Fixing aluminium work for doors, windows, ventilators and partitions with extruded built up standard tubular sections/ appropriate Z sections and other sections of approved make conforming to IS: 733 and IS: 1285, fixing with dash fasteners of required dia and size, including necessary filling up the gaps at junctions, i.e. at top, bottom and sides with required EPDM rubber/ neoprene gasket etc. Aluminium sections shall be smooth, rust free, straight, mitred and jointed mechanically wherever required including cleat angle, Aluminium snap beading for glazing / paneling, C.P. brass / stainless steel screws, all complete as per architectural drawings and the directions of Engineer-in-charge.For fixed portio with old and available materials. " | item no.802 | 60 | KG
23.17 | "Providing and fixing of S.S (steel grade 304) sliding door bolt satin S.S. finish of kich make or approved equivalent including the cost of screws and other incidental charges as per the approved sample complete. 250x16mm. " | item no.803 | 3 | EACH | 2209.55 |  |  | Excess(+) | 1 | Full Conversion | INR | [40 empty] | #VALUE! | #VALUE! | #VALUE! | 23.17 | "Providing and fixing of S.S (steel grade 304) sliding door bolt satin S.S. finish of kich make or approved equivalent including the cost of screws and other incidental charges as per the approved sample complete. 250x16mm. " | item no.803 | 3 | EACH
23.18 | " Providing and fixing Stailess steel grade 316 Door stopper of Kich make or approved equivalent, including the cost of screw and other incidental charges complete. " | item no.804 | 3 | EACH | 743.09 |  |  | Excess(+) | 1 | Full Conversion | INR | [40 empty] | #VALUE! | #VALUE! | #VALUE! | 23.18 | " Providing and fixing Stailess steel grade 316 Door stopper of Kich make or approved equivalent, including the cost of screw and other incidental charges complete. " | item no.804 | 3 | EACH
23.19 | " Providing and fixing Stain Stainless Steel grade 316 of kitch make Mortice lock with Handle consisting of lock cylinder (article no. ML5S) with handles (MH229C), or approved equivalent, including the cost of screw and fixing charges complete | item no.805 | 3 | EACH | 4321.96 |  |  | Excess(+) | 1 | Full Conversion | INR | [40 empty] | #VALUE! | #VALUE! | #VALUE! | 23.19 | " Providing and fixing Stain Stainless Steel grade 316 of kitch make Mortice lock with Handle consisting of lock cylinder (article no. ML5S) with handles (MH229C), or approved equivalent, including the cost of screw and fixing charges complete | item no.805 | 3 | EACH
23.2 | "Providing and fixing Stailess steel Tower bolt of Kich/ Golden make or equivalent, including the cost of screws etc. complete all as per direction of Engineer-in-charge. 250x10 mm. "" " | item no.806 | 3 | EACH | 1012.88 |  |  | Excess(+) | 1 | Full Conversion | INR | [40 empty] | #VALUE! | #VALUE! | #VALUE! | 23.2 | "Providing and fixing Stailess steel Tower bolt of Kich/ Golden make or equivalent, including the cost of screws etc. complete all as per direction of Engineer-in-charge. 250x10 mm. "" " | item no.806 | 3 | EACH
23.21 | "P/F on wall face un plasticized PVC pipe incl. Jointing with seal ring single socketed pipe 160mm dia. " | item no.807 | 6 | RM | 1354.8 |  |  | Excess(+) | 1 | Full Conversion | INR | [40 empty] | #VALUE! | #VALUE! | #VALUE! | 23.21 | "P/F on wall face un plasticized PVC pipe incl. Jointing with seal ring single socketed pipe 160mm dia. " | item no.807 | 6 | RM
23.22 | "P/F on wall face unplasticised PVC molded fittings for unplasticised PVC pipe incl. Jointing with seal ring single Tee 160mm x160mm x 160mm dia. " | item no.808 | 3 | EACH | 613.54 |  |  | Excess(+) | 1 | Full Conversion | INR | [40 empty] | #VALUE! | #VALUE! | #VALUE! | 23.22 | "P/F on wall face unplasticised PVC molded fittings for unplasticised PVC pipe incl. Jointing with seal ring single Tee 160mm x160mm x 160mm dia. " | item no.808 | 3 | EACH
23.23 | "P/F on wall face UN plasticized PVC molded fittings for un plasticized PVC pipe incl jointing plug 160mm dia. " | item no.809 | 6 | EACH | 163.96 |  |  | Excess(+) | 1 | Full Conversion | INR | [40 empty] | #VALUE! | #VALUE! | #VALUE! | 23.23 | "P/F on wall face UN plasticized PVC molded fittings for un plasticized PVC pipe incl jointing plug 160mm dia. " | item no.809 | 6 | EACH
23.24 | "P/F on wall face un plasticized PVC molded fittings for un plasticized PVC pipe incl. Jointing with seal ring. Bend 160mm dia. " | item no.810 | 6 | EACH | 498.02 |  |  | Excess(+) | 1 | Full Conversion | INR | [40 empty] | #VALUE! | #VALUE! | #VALUE! | 23.24 | "P/F on wall face un plasticized PVC molded fittings for un plasticized PVC pipe incl. Jointing with seal ring. Bend 160mm dia. " | item no.810 | 6 | EACH
23.25 | "P/F on wall face un plasticized PVC pipe incl. Jointing with seal ring single soocketed pipe 200mm dia. " | item no.811 | 6 | RM | 1853.39 |  |  | Excess(+) | 1 | Full Conversion | INR | [40 empty] | #VALUE! | #VALUE! | #VALUE! | 23.25 | "P/F on wall face un plasticized PVC pipe incl. Jointing with seal ring single soocketed pipe 200mm dia. " | item no.811 | 6 | RM
23.26 | "P/F on wall face UN plasticized PVC molded fittings for un plasticized PVC pipe including jointing with seal ring. Band 200 mm dia. " | item no.812 | 3 | EACH | 2023.41 |  |  | Excess(+) | 1 | Full Conversion | INR | [40 empty] | #VALUE! | #VALUE! | #VALUE! | 23.26 | "P/F on wall face UN plasticized PVC molded fittings for un plasticized PVC pipe including jointing with seal ring. Band 200 mm dia. " | item no.812 | 3 | EACH
23.27 | "Providing and fixing Sun control coloured solar film of GARWARE make on glass panes etc. Complete. " | item no.813 | 15 | SQM | 756.07 | 20610 |  | Excess(+) | 1 | Full Conversion | INR | [40 empty] | #VALUE! | #VALUE! | #VALUE! | 23.27 | "Providing and fixing Sun control coloured solar film of GARWARE make on glass panes etc. Complete. " | item no.813 | 15 | SQM
23.28 | "P/F plastic body PVC finish fully automatic """"""""NO TOUCH""""""""hand drier suitable to operate on 220 volts, single phase 50 Hz A.C power supply and directly plugged to power point size of 240mm * 235 mm 195mm, heater wattage 1800 wtih heater wattage 1800 with fixing on wall complete. " | item no.814 | 3 | EACH | 6346.51 |  |  | Excess(+) | 1 | Full Conversion | INR | [40 empty] | #VALUE! | #VALUE! | #VALUE! | 23.28 | "P/F plastic body PVC finish fully automatic """"""""NO TOUCH""""""""hand drier suitable to operate on 220 volts, single phase 50 Hz A.C power supply and directly plugged to power point size of 240mm * 235 mm 195mm, heater wattage 1800 wtih heater wattage 1800 with fixing on wall complete. " | item no.814 | 3 | EACH
23.29 | "Replacement of Solerroid valve for uninal / wash basin auto flush includiing removal of old solenoid valve and servicing etc complete. " | item no.815 | 3 | EACH | 3607.36 |  |  | Excess(+) | 1 | Full Conversion | INR | [40 empty] | #VALUE! | #VALUE! | #VALUE! | 23.29 | "Replacement of Solerroid valve for uninal / wash basin auto flush includiing removal of old solenoid valve and servicing etc complete. " | item no.815 | 3 | EACH
23.3 | "Repalcement of battery box of Sensor of Urinal/Washbasin Flush for auto flushing system. " | item no.816 | 6 | EACH | 416.48 |  |  | Excess(+) | 1 | Full Conversion | INR | [40 empty] | #VALUE! | #VALUE! | #VALUE! | 23.3 | "Repalcement of battery box of Sensor of Urinal/Washbasin Flush for auto flushing system. " | item no.816 | 6 | EACH
23.31 | "Replacement of wall concealed Metropole WC flush valve (push type) in existing connection point complete. " | item no.817 | 3 | EACH | 3676.98 |  |  | Excess(+) | 1 | Full Conversion | INR | [40 empty] | #VALUE! | #VALUE! | #VALUE! | 23.31 | "Replacement of wall concealed Metropole WC flush valve (push type) in existing connection point complete. " | item no.817 | 3 | EACH
23.32 | "Providing and fixing CP. Brass Threeway Swanneck Piller Cock of standerd make (L & K or equivalent make) complete. " | item no.818 | 6 | EACH | 1125.82 |  |  | Excess(+) | 1 | Full Conversion | INR | [40 empty] | #VALUE! | #VALUE! | #VALUE! | 23.32 | "Providing and fixing CP. Brass Threeway Swanneck Piller Cock of standerd make (L & K or equivalent make) complete. " | item no.818 | 6 | EACH
23.33 | "Providing and fixing CP Nozzle cock 15 mm dia of approved make. " | item no.819 | 6 | EACH | 809.46 |  |  | Excess(+) | 1 | Full Conversion | INR | [40 empty] | #VALUE! | #VALUE! | #VALUE! | 23.33 | "Providing and fixing CP Nozzle cock 15 mm dia of approved make. " | item no.819 | 6 | EACH
23.34 | "Providing and fixing CP Liquid soap Dispenser (Container) of standared mark fix on the wall with screw etc. Complete. " | item no.820 | 18 | EACH | 1384.3 |  |  | Excess(+) | 1 | Full Conversion | INR | [40 empty] | #VALUE! | #VALUE! | #VALUE! | 23.34 | "Providing and fixing CP Liquid soap Dispenser (Container) of standared mark fix on the wall with screw etc. Complete. " | item no.820 | 18 | EACH
23.35 | "Replacement of urinal flush valve by providing and fixing CP push valve in existing connection point with required finishing etc, complete. " | item no.821 | 6 | EACH | 2121.7 |  |  | Excess(+) | 1 | Full Conversion | INR | [40 empty] | #VALUE! | #VALUE! | #VALUE! | 23.35 | "Replacement of urinal flush valve by providing and fixing CP push valve in existing connection point with required finishing etc, complete. " | item no.821 | 6 | EACH
23.36 | "Providing and Fixing C.P. waste 32mm dia for Basin/ Sink. " | item no.822 | 6 | EACH | 281.54 | 37800 |  | Excess(+) | 1 | Full Conversion | INR | [40 empty] | #VALUE! | #VALUE! | #VALUE! | 23.36 | "Providing and Fixing C.P. waste 32mm dia for Basin/ Sink. " | item no.822 | 6 | EACH
23.37 | "Removal of old PVC floor and proper scrapping, cleaning etc to prepare surface for reflooring as per direction incharge. " | item no.823 | 30 | SQM | 45.59 | 37800 |  | Excess(+) | 1 | Full Conversion | INR | [40 empty] | #VALUE! | #VALUE! | #VALUE! | 23.37 | "Removal of old PVC floor and proper scrapping, cleaning etc to prepare surface for reflooring as per direction incharge. " | item no.823 | 30 | SQM
23.38 | "Providing and fixing 19mmplywood board fixing with screws etc. complete (Frames, backing or studding to be paid separately): 19 mm thick Plywood Board. " | item no.824 | 12 | SQM | 1652.78 | 37800 |  | Excess(+) | 1 | Full Conversion | INR | [40 empty] | #VALUE! | #VALUE! | #VALUE! | 23.38 | "Providing and fixing 19mmplywood board fixing with screws etc. complete (Frames, backing or studding to be paid separately): 19 mm thick Plywood Board. " | item no.824 | 12 | SQM
23.39 | "Providing and fixing Eco stone marble finishing of 4.00mm thickness fixing with the silicon adisive on the wall surface with the skilled and experienced workers at site incluiding finishing the same as adviced by the Engineer in charge etc complete. " | item no.825 | 6 | SQM | 2234.28 | 37800 |  | Excess(+) | 1 | Full Conversion | INR | [40 empty] | #VALUE! | #VALUE! | #VALUE! | 23.39 | "Providing and fixing Eco stone marble finishing of 4.00mm thickness fixing with the silicon adisive on the wall surface with the skilled and experienced workers at site incluiding finishing the same as adviced by the Engineer in charge etc complete. " | item no.825 | 6 | SQM
23.4 | " Providing and fixing Roller blinds vista make dust guard as per approved shade and colour . " | item no.826 | 6 | SQM | 2947.56 |  |  | Excess(+) | 1 | Full Conversion | INR | [40 empty] | #VALUE! | #VALUE! | #VALUE! | 23.4 | " Providing and fixing Roller blinds vista make dust guard as per approved shade and colour . " | item no.826 | 6 | SQM
23.41 | "Replacement of battery and servicing of sensor of wash basin flush for battery operated auto flushing system (6volt battery). " | item no.827 | 6 | EACH | 850.5 | 37800 |  | Excess(+) | 1 | Full Conversion | INR | [40 empty] | #VALUE! | #VALUE! | #VALUE! | 23.41 | "Replacement of battery and servicing of sensor of wash basin flush for battery operated auto flushing system (6volt battery). " | item no.827 | 6 | EACH
23.42 | Providing and fixing aluminium door seal 3 feet long with screw etc. | item no.828 | 15 | EACH | 195.3 | 37800 |  | Excess(+) | 1 | Full Conversion | INR | [40 empty] | #VALUE! | #VALUE! | #VALUE! | 23.42 | Providing and fixing aluminium door seal 3 feet long with screw etc. | item no.828 | 15 | EACH
23.43 | Providing and fixing glass shelves jaguar make. | item no.829 | 3 | EACH | 1857.95 | 37800 |  | Excess(+) | 1 | Full Conversion | INR | [40 empty] | #VALUE! | #VALUE! | #VALUE! | 23.43 | Providing and fixing glass shelves jaguar make. | item no.829 | 3 | EACH
23.44 | P/F auto soap dispensor make no-1100S.A | item no.830 | 3 | EACH | 3798.33 | 37800 |  | Excess(+) | 1 | Full Conversion | INR | [40 empty] | #VALUE! | #VALUE! | #VALUE! | 23.44 | P/F auto soap dispensor make no-1100S.A | item no.830 | 3 | EACH
23.45 | P/F C.P. brass sink mixture with swinging casted spout wall mounted model with connecting Legs & wall Flanges of ( Jaguar make ) code no con-309 KN. | item no.831 | 2 | EACH | 2332.31 | 37800 |  | Excess(+) | 1 | Full Conversion | INR | [40 empty] | #VALUE! | #VALUE! | #VALUE! | 23.45 | P/F C.P. brass sink mixture with swinging casted spout wall mounted model with connecting Legs & wall Flanges of ( Jaguar make ) code no con-309 KN. | item no.831 | 2 | EACH
23.46 | P/F C.P.Brass wall mixture with provision for overhead shower with 115 mm long bend pipe on upper side connecting legs and wall Flanges of ( Jaguar Make) code no con-273 knupr. | item no.832 | 2 | EACH | 3024.98 | 37800 |  | Excess(+) | 1 | Full Conversion | INR | [40 empty] | #VALUE! | #VALUE! | #VALUE! | 23.46 | P/F C.P.Brass wall mixture with provision for overhead shower with 115 mm long bend pipe on upper side connecting legs and wall Flanges of ( Jaguar Make) code no con-273 knupr. | item no.832 | 2 | EACH
Total in Figures | [51 empty] | #VALUE! | #VALUE! | #VALUE!
Quoted Rate in Figures |  |  |  | Select | [47 empty] | 0 | 0 | #VALUE!
Quoted Rate in Words |  | #VALUE!
Note on K15: gepadmin: 1. If you choose "Full Conversion" then Column BA (AMOUNT) and Column BB (TAXES) BOTH values will be convert based on selected Currency in (Column L). 2. If you choose "Partial Conversion" then Column BA (AMOUNT) only will be converted based on selected currency (Column L) and Column BB (TAXES) value (INR) will be added to the converted values.
Note on K16: gepadmin: 1. If you choose "Full Conversion" then Column BA (AMOUNT) and Column BB (TAXES) BOTH values will be convert based on selected Currency in (Column L). 2. If you choose "Partial Conversion" then Column BA (AMOUNT) only will be converted based on selected currency (Column L) and Column BB (TAXES) value (INR) will be added to the converted values.
Note on K19: gepadmin: 1. If you choose "Full Conversion" then Column BA (AMOUNT) and Column BB (TAXES) BOTH values will be convert based on selected Currency in (Column L). 2. If you choose "Partial Conversion" then Column BA (AMOUNT) only will be converted based on selected currency (Column L) and Column BB (TAXES) value (INR) will be added to the converted values.
Note on K22: gepadmin: 1. If you choose "Full Conversion" then Column BA (AMOUNT) and Column BB (TAXES) BOTH values will be convert based on selected Currency in (Column L). 2. If you choose "Partial Conversion" then Column BA (AMOUNT) only will be converted based on selected currency (Column L) and Column BB (TAXES) value (INR) will be added to the converted values.
Note on K23: gepadmin: 1. If you choose "Full Conversion" then Column BA (AMOUNT) and Column BB (TAXES) BOTH values will be convert based on selected Currency in (Column L). 2. If you choose "Partial Conversion" then Column BA (AMOUNT) only will be converted based on selected currency (Column L) and Column BB (TAXES) value (INR) will be added to the converted values.
Note on K24: gepadmin: 1. If you choose "Full Conversion" then Column BA (AMOUNT) and Column BB (TAXES) BOTH values will be convert based on selected Currency in (Column L). 2. If you choose "Partial Conversion" then Column BA (AMOUNT) only will be converted based on selected currency (Column L) and Column BB (TAXES) value (INR) will be added to the converted values.
Note on K25: gepadmin: 1. If you choose "Full Conversion" then Column BA (AMOUNT) and Column BB (TAXES) BOTH values will be convert based on selected Currency in (Column L). 2. If you choose "Partial Conversion" then Column BA (AMOUNT) only will be converted based on selected currency (Column L) and Column BB (TAXES) value (INR) will be added to the converted values.
Note on K26: gepadmin: 1. If you choose "Full Conversion" then Column BA (AMOUNT) and Column BB (TAXES) BOTH values will be convert based on selected Currency in (Column L). 2. If you choose "Partial Conversion" then Column BA (AMOUNT) only will be converted based on selected currency (Column L) and Column BB (TAXES) value (INR) will be added to the converted values.
Note on K28: gepadmin: 1. If you choose "Full Conversion" then Column BA (AMOUNT) and Column BB (TAXES) BOTH values will be convert based on selected Currency in (Column L). 2. If you choose "Partial Conversion" then Column BA (AMOUNT) only will be converted based on selected currency (Column L) and Column BB (TAXES) value (INR) will be added to the converted values.
Note on K30: gepadmin: 1. If you choose "Full Conversion" then Column BA (AMOUNT) and Column BB (TAXES) BOTH values will be convert based on selected Currency in (Column L). 2. If you choose "Partial Conversion" then Column BA (AMOUNT) only will be converted based on selected currency (Column L) and Column BB (TAXES) value (INR) will be added to the converted values.
Note on K31: gepadmin: 1. If you choose "Full Conversion" then Column BA (AMOUNT) and Column BB (TAXES) BOTH values will be convert based on selected Currency in (Column L). 2. If you choose "Partial Conversion" then Column BA (AMOUNT) only will be converted based on selected currency (Column L) and Column BB (TAXES) value (INR) will be added to the converted values.
Note on K32: gepadmin: 1. If you choose "Full Conversion" then Column BA (AMOUNT) and Column BB (TAXES) BOTH values will be convert based on selected Currency in (Column L). 2. If you choose "Partial Conversion" then Column BA (AMOUNT) only will be converted based on selected currency (Column L) and Column BB (TAXES) value (INR) will be added to the converted values.
Note on K35: gepadmin: 1. If you choose "Full Conversion" then Column BA (AMOUNT) and Column BB (TAXES) BOTH values will be convert based on selected Currency in (Column L). 2. If you choose "Partial Conversion" then Column BA (AMOUNT) only will be converted based on selected currency (Column L) and Column BB (TAXES) value (INR) will be added to the converted values.
Note on K36: gepadmin: 1. If you choose "Full Conversion" then Column BA (AMOUNT) and Column BB (TAXES) BOTH values will be convert based on selected Currency in (Column L). 2. If you choose "Partial Conversion" then Column BA (AMOUNT) only will be converted based on selected currency (Column L) and Column BB (TAXES) value (INR) will be added to the converted values.
Note on K38: gepadmin: 1. If you choose "Full Conversion" then Column BA (AMOUNT) and Column BB (TAXES) BOTH values will be convert based on selected Currency in (Column L). 2. If you choose "Partial Conversion" then Column BA (AMOUNT) only will be converted based on selected currency (Column L) and Column BB (TAXES) value (INR) will be added to the converted values.
Note on K40: gepadmin: 1. If you choose "Full Conversion" then Column BA (AMOUNT) and Column BB (TAXES) BOTH values will be convert based on selected Currency in (Column L). 2. If you choose "Partial Conversion" then Column BA (AMOUNT) only will be converted based on selected currency (Column L) and Column BB (TAXES) value (INR) will be added to the converted values.
Note on K42: gepadmin: 1. If you choose "Full Conversion" then Column BA (AMOUNT) and Column BB (TAXES) BOTH values will be convert based on selected Currency in (Column L). 2. If you choose "Partial Conversion" then Column BA (AMOUNT) only will be converted based on selected currency (Column L) and Column BB (TAXES) value (INR) will be added to the converted values.
Note on K44: gepadmin: 1. If you choose "Full Conversion" then Column BA (AMOUNT) and Column BB (TAXES) BOTH values will be convert based on selected Currency in (Column L). 2. If you choose "Partial Conversion" then Column BA (AMOUNT) only will be converted based on selected currency (Column L) and Column BB (TAXES) value (INR) will be added to the converted values.
Note on K45: gepadmin: 1. If you choose "Full Conversion" then Column BA (AMOUNT) and Column BB (TAXES) BOTH values will be convert based on selected Currency in (Column L). 2. If you choose "Partial Conversion" then Column BA (AMOUNT) only will be converted based on selected currency (Column L) and Column BB (TAXES) value (INR) will be added to the converted values.
Note on K46: gepadmin: 1. If you choose "Full Conversion" then Column BA (AMOUNT) and Column BB (TAXES) BOTH values will be convert based on selected Currency in (Column L). 2. If you choose "Partial Conversion" then Column BA (AMOUNT) only will be converted based on selected currency (Column L) and Column BB (TAXES) value (INR) will be added to the converted values.
Note on K47: gepadmin: 1. If you choose "Full Conversion" then Column BA (AMOUNT) and Column BB (TAXES) BOTH values will be convert based on selected Currency in (Column L). 2. If you choose "Partial Conversion" then Column BA (AMOUNT) only will be converted based on selected currency (Column L) and Column BB (TAXES) value (INR) will be added to the converted values.
Note on K50: gepadmin: 1. If you choose "Full Conversion" then Column BA (AMOUNT) and Column BB (TAXES) BOTH values will be convert based on selected Currency in (Column L). 2. If you choose "Partial Conversion" then Column BA (AMOUNT) only will be converted based on selected currency (Column L) and Column BB (TAXES) value (INR) will be added to the converted values.
Note on K52: gepadmin: 1. If you choose "Full Conversion" then Column BA (AMOUNT) and Column BB (TAXES) BOTH values will be convert based on selected Currency in (Column L). 2. If you choose "Partial Conversion" then Column BA (AMOUNT) only will be converted based on selected currency (Column L) and Column BB (TAXES) value (INR) will be added to the converted values.
Note on K53: gepadmin: 1. If you choose "Full Conversion" then Column BA (AMOUNT) and Column BB (TAXES) BOTH values will be convert based on selected Currency in (Column L). 2. If you choose "Partial Conversion" then Column BA (AMOUNT) only will be converted based on selected currency (Column L) and Column BB (TAXES) value (INR) will be added to the converted values.
Note on K55: gepadmin: 1. If you choose "Full Conversion" then Column BA (AMOUNT) and Column BB (TAXES) BOTH values will be convert based on selected Currency in (Column L). 2. If you choose "Partial Conversion" then Column BA (AMOUNT) only will be converted based on selected currency (Column L) and Column BB (TAXES) value (INR) will be added to the converted values.
Note on K56: gepadmin: 1. If you choose "Full Conversion" then Column BA (AMOUNT) and Column BB (TAXES) BOTH values will be convert based on selected Currency in (Column L). 2. If you choose "Partial Conversion" then Column BA (AMOUNT) only will be converted based on selected currency (Column L) and Column BB (TAXES) value (INR) will be added to the converted values.
Note on K57: gepadmin: 1. If you choose "Full Conversion" then Column BA (AMOUNT) and Column BB (TAXES) BOTH values will be convert based on selected Currency in (Column L). 2. If you choose "Partial Conversion" then Column BA (AMOUNT) only will be converted based on selected currency (Column L) and Column BB (TAXES) value (INR) will be added to the converted values.
Note on K58: gepadmin: 1. If you choose "Full Conversion" then Column BA (AMOUNT) and Column BB (TAXES) BOTH values will be convert based on selected Currency in (Column L). 2. If you choose "Partial Conversion" then Column BA (AMOUNT) only will be converted based on selected currency (Column L) and Column BB (TAXES) value (INR) will be added to the converted values.
Note on K59: gepadmin: 1. If you choose "Full Conversion" then Column BA (AMOUNT) and Column BB (TAXES) BOTH values will be convert based on selected Currency in (Column L). 2. If you choose "Partial Conversion" then Column BA (AMOUNT) only will be converted based on selected currency (Column L) and Column BB (TAXES) value (INR) will be added to the converted values.
Note on K60: gepadmin: 1. If you choose "Full Conversion" then Column BA (AMOUNT) and Column BB (TAXES) BOTH values will be convert based on selected Currency in (Column L). 2. If you choose "Partial Conversion" then Column BA (AMOUNT) only will be converted based on selected currency (Column L) and Column BB (TAXES) value (INR) will be added to the converted values.
Note on K61: gepadmin: 1. If you choose "Full Conversion" then Column BA (AMOUNT) and Column BB (TAXES) BOTH values will be convert based on selected Currency in (Column L). 2. If you choose "Partial Conversion" then Column BA (AMOUNT) only will be converted based on selected currency (Column L) and Column BB (TAXES) value (INR) will be added to the converted values.
Note on K62: gepadmin: 1. If you choose "Full Conversion" then Column BA (AMOUNT) and Column BB (TAXES) BOTH values will be convert based on selected Currency in (Column L). 2. If you choose "Partial Conversion" then Column BA (AMOUNT) only will be converted based on selected currency (Column L) and Column BB (TAXES) value (INR) will be added to the converted values.
Note on K63: gepadmin: 1. If you choose "Full Conversion" then Column BA (AMOUNT) and Column BB (TAXES) BOTH values will be convert based on selected Currency in (Column L). 2. If you choose "Partial Conversion" then Column BA (AMOUNT) only will be converted based on selected currency (Column L) and Column BB (TAXES) value (INR) will be added to the converted values.
Note on K65: gepadmin: 1. If you choose "Full Conversion" then Column BA (AMOUNT) and Column BB (TAXES) BOTH values will be convert based on selected Currency in (Column L). 2. If you choose "Partial Conversion" then Column BA (AMOUNT) only will be converted based on selected currency (Column L) and Column BB (TAXES) value (INR) will be added to the converted values.
Note on K66: gepadmin: 1. If you choose "Full Conversion" then Column BA (AMOUNT) and Column BB (TAXES) BOTH values will be convert based on selected Currency in (Column L). 2. If you choose "Partial Conversion" then Column BA (AMOUNT) only will be converted based on selected currency (Column L) and Column BB (TAXES) value (INR) will be added to the converted values.
Note on K67: gepadmin: 1. If you choose "Full Conversion" then Column BA (AMOUNT) and Column BB (TAXES) BOTH values will be convert based on selected Currency in (Column L). 2. If you choose "Partial Conversion" then Column BA (AMOUNT) only will be converted based on selected currency (Column L) and Column BB (TAXES) value (INR) will be added to the converted values.
Note on K69: gepadmin: 1. If you choose "Full Conversion" then Column BA (AMOUNT) and Column BB (TAXES) BOTH values will be convert based on selected Currency in (Column L). 2. If you choose "Partial Conversion" then Column BA (AMOUNT) only will be converted based on selected currency (Column L) and Column BB (TAXES) value (INR) will be added to the converted values.
Note on K70: gepadmin: 1. If you choose "Full Conversion" then Column BA (AMOUNT) and Column BB (TAXES) BOTH values will be convert based on selected Currency in (Column L). 2. If you choose "Partial Conversion" then Column BA (AMOUNT) only will be converted based on selected currency (Column L) and Column BB (TAXES) value (INR) will be added to the converted values.
Note on K72: gepadmin: 1. If you choose "Full Conversion" then Column BA (AMOUNT) and Column BB (TAXES) BOTH values will be convert based on selected Currency in (Column L). 2. If you choose "Partial Conversion" then Column BA (AMOUNT) only will be converted based on selected currency (Column L) and Column BB (TAXES) value (INR) will be added to the converted values.
Note on K74: gepadmin: 1. If you choose "Full Conversion" then Column BA (AMOUNT) and Column BB (TAXES) BOTH values will be convert based on selected Currency in (Column L). 2. If you choose "Partial Conversion" then Column BA (AMOUNT) only will be converted based on selected currency (Column L) and Column BB (TAXES) value (INR) will be added to the converted values.
Note on K77: gepadmin: 1. If you choose "Full Conversion" then Column BA (AMOUNT) and Column BB (TAXES) BOTH values will be convert based on selected Currency in (Column L). 2. If you choose "Partial Conversion" then Column BA (AMOUNT) only will be converted based on selected currency (Column L) and Column BB (TAXES) value (INR) will be added to the converted values.
Note on K79: gepadmin: 1. If you choose "Full Conversion" then Column BA (AMOUNT) and Column BB (TAXES) BOTH values will be convert based on selected Currency in (Column L). 2. If you choose "Partial Conversion" then Column BA (AMOUNT) only will be converted based on selected currency (Column L) and Column BB (TAXES) value (INR) will be added to the converted values.
Note on K81: gepadmin: 1. If you choose "Full Conversion" then Column BA (AMOUNT) and Column BB (TAXES) BOTH values will be convert based on selected Currency in (Column L). 2. If you choose "Partial Conversion" then Column BA (AMOUNT) only will be converted based on selected currency (Column L) and Column BB (TAXES) value (INR) will be added to the converted values.
Note on K83: gepadmin: 1. If you choose "Full Conversion" then Column BA (AMOUNT) and Column BB (TAXES) BOTH values will be convert based on selected Currency in (Column L). 2. If you choose "Partial Conversion" then Column BA (AMOUNT) only will be converted based on selected currency (Column L) and Column BB (TAXES) value (INR) will be added to the converted values.
Note on K85: gepadmin: 1. If you choose "Full Conversion" then Column BA (AMOUNT) and Column BB (TAXES) BOTH values will be convert based on selected Currency in (Column L). 2. If you choose "Partial Conversion" then Column BA (AMOUNT) only will be converted based on selected currency (Column L) and Column BB (TAXES) value (INR) will be added to the converted values.
Note on K86: gepadmin: 1. If you choose "Full Conversion" then Column BA (AMOUNT) and Column BB (TAXES) BOTH values will be convert based on selected Currency in (Column L). 2. If you choose "Partial Conversion" then Column BA (AMOUNT) only will be converted based on selected currency (Column L) and Column BB (TAXES) value (INR) will be added to the converted values.
Note on K90: gepadmin: 1. If you choose "Full Conversion" then Column BA (AMOUNT) and Column BB (TAXES) BOTH values will be convert based on selected Currency in (Column L). 2. If you choose "Partial Conversion" then Column BA (AMOUNT) only will be converted based on selected currency (Column L) and Column BB (TAXES) value (INR) will be added to the converted values.
Note on K91: gepadmin: 1. If you choose "Full Conversion" then Column BA (AMOUNT) and Column BB (TAXES) BOTH values will be convert based on selected Currency in (Column L). 2. If you choose "Partial Conversion" then Column BA (AMOUNT) only will be converted based on selected currency (Column L) and Column BB (TAXES) value (INR) will be added to the converted values.
Note on K95: gepadmin: 1. If you choose "Full Conversion" then Column BA (AMOUNT) and Column BB (TAXES) BOTH values will be convert based on selected Currency in (Column L). 2. If you choose "Partial Conversion" then Column BA (AMOUNT) only will be converted based on selected currency (Column L) and Column BB (TAXES) value (INR) will be added to the converted values.
Note on K96: gepadmin: 1. If you choose "Full Conversion" then Column BA (AMOUNT) and Column BB (TAXES) BOTH values will be convert based on selected Currency in (Column L). 2. If you choose "Partial Conversion" then Column BA (AMOUNT) only will be converted based on selected currency (Column L) and Column BB (TAXES) value (INR) will be added to the converted values.
Note on K98: gepadmin: 1. If you choose "Full Conversion" then Column BA (AMOUNT) and Column BB (TAXES) BOTH values will be convert based on selected Currency in (Column L). 2. If you choose "Partial Conversion" then Column BA (AMOUNT) only will be converted based on selected currency (Column L) and Column BB (TAXES) value (INR) will be added to the converted values.
Note on K99: gepadmin: 1. If you choose "Full Conversion" then Column BA (AMOUNT) and Column BB (TAXES) BOTH values will be convert based on selected Currency in (Column L). 2. If you choose "Partial Conversion" then Column BA (AMOUNT) only will be converted based on selected currency (Column L) and Column BB (TAXES) value (INR) will be added to the converted values.
Note on K101: gepadmin: 1. If you choose "Full Conversion" then Column BA (AMOUNT) and Column BB (TAXES) BOTH values will be convert based on selected Currency in (Column L). 2. If you choose "Partial Conversion" then Column BA (AMOUNT) only will be converted based on selected currency (Column L) and Column BB (TAXES) value (INR) will be added to the converted values.
Note on K102: gepadmin: 1. If you choose "Full Conversion" then Column BA (AMOUNT) and Column BB (TAXES) BOTH values will be convert based on selected Currency in (Column L). 2. If you choose "Partial Conversion" then Column BA (AMOUNT) only will be converted based on selected currency (Column L) and Column BB (TAXES) value (INR) will be added to the converted values.
Note on K103: gepadmin: 1. If you choose "Full Conversion" then Column BA (AMOUNT) and Column BB (TAXES) BOTH values will be convert based on selected Currency in (Column L). 2. If you choose "Partial Conversion" then Column BA (AMOUNT) only will be converted based on selected currency (Column L) and Column BB (TAXES) value (INR) will be added to the converted values.
Note on K104: gepadmin: 1. If you choose "Full Conversion" then Column BA (AMOUNT) and Column BB (TAXES) BOTH values will be convert based on selected Currency in (Column L). 2. If you choose "Partial Conversion" then Column BA (AMOUNT) only will be converted based on selected currency (Column L) and Column BB (TAXES) value (INR) will be added to the converted values.
Note on K106: gepadmin: 1. If you choose "Full Conversion" then Column BA (AMOUNT) and Column BB (TAXES) BOTH values will be convert based on selected Currency in (Column L). 2. If you choose "Partial Conversion" then Column BA (AMOUNT) only will be converted based on selected currency (Column L) and Column BB (TAXES) value (INR) will be added to the converted values.
Note on K107: gepadmin: 1. If you choose "Full Conversion" then Column BA (AMOUNT) and Column BB (TAXES) BOTH values will be convert based on selected Currency in (Column L). 2. If you choose "Partial Conversion" then Column BA (AMOUNT) only will be converted based on selected currency (Column L) and Column BB (TAXES) value (INR) will be added to the converted values.
Note on K110: gepadmin: 1. If you choose "Full Conversion" then Column BA (AMOUNT) and Column BB (TAXES) BOTH values will be convert based on selected Currency in (Column L). 2. If you choose "Partial Conversion" then Column BA (AMOUNT) only will be converted based on selected currency (Column L) and Column BB (TAXES) value (INR) will be added to the converted values.
Note on K112: gepadmin: 1. If you choose "Full Conversion" then Column BA (AMOUNT) and Column BB (TAXES) BOTH values will be convert based on selected Currency in (Column L). 2. If you choose "Partial Conversion" then Column BA (AMOUNT) only will be converted based on selected currency (Column L) and Column BB (TAXES) value (INR) will be added to the converted values.
Note on K115: gepadmin: 1. If you choose "Full Conversion" then Column BA (AMOUNT) and Column BB (TAXES) BOTH values will be convert based on selected Currency in (Column L). 2. If you choose "Partial Conversion" then Column BA (AMOUNT) only will be converted based on selected currency (Column L) and Column BB (TAXES) value (INR) will be added to the converted values.
Note on K116: gepadmin: 1. If you choose "Full Conversion" then Column BA (AMOUNT) and Column BB (TAXES) BOTH values will be convert based on selected Currency in (Column L). 2. If you choose "Partial Conversion" then Column BA (AMOUNT) only will be converted based on selected currency (Column L) and Column BB (TAXES) value (INR) will be added to the converted values.
Note on K118: gepadmin: 1. If you choose "Full Conversion" then Column BA (AMOUNT) and Column BB (TAXES) BOTH values will be convert based on selected Currency in (Column L). 2. If you choose "Partial Conversion" then Column BA (AMOUNT) only will be converted based on selected currency (Column L) and Column BB (TAXES) value (INR) will be added to the converted values.
Note on K119: gepadmin: 1. If you choose "Full Conversion" then Column BA (AMOUNT) and Column BB (TAXES) BOTH values will be convert based on selected Currency in (Column L). 2. If you choose "Partial Conversion" then Column BA (AMOUNT) only will be converted based on selected currency (Column L) and Column BB (TAXES) value (INR) will be added to the converted values.
Note on K121: gepadmin: 1. If you choose "Full Conversion" then Column BA (AMOUNT) and Column BB (TAXES) BOTH values will be convert based on selected Currency in (Column L). 2. If you choose "Partial Conversion" then Column BA (AMOUNT) only will be converted based on selected currency (Column L) and Column BB (TAXES) value (INR) will be added to the converted values.
Note on K122: gepadmin: 1. If you choose "Full Conversion" then Column BA (AMOUNT) and Column BB (TAXES) BOTH values will be convert based on selected Currency in (Column L). 2. If you choose "Partial Conversion" then Column BA (AMOUNT) only will be converted based on selected currency (Column L) and Column BB (TAXES) value (INR) will be added to the converted values.
Note on K123: gepadmin: 1. If you choose "Full Conversion" then Column BA (AMOUNT) and Column BB (TAXES) BOTH values will be convert based on selected Currency in (Column L). 2. If you choose "Partial Conversion" then Column BA (AMOUNT) only will be converted based on selected currency (Column L) and Column BB (TAXES) value (INR) will be added to the converted values.
Note on K125: gepadmin: 1. If you choose "Full Conversion" then Column BA (AMOUNT) and Column BB (TAXES) BOTH values will be convert based on selected Currency in (Column L). 2. If you choose "Partial Conversion" then Column BA (AMOUNT) only will be converted based on selected currency (Column L) and Column BB (TAXES) value (INR) will be added to the converted values.
Note on K128: gepadmin: 1. If you choose "Full Conversion" then Column BA (AMOUNT) and Column BB (TAXES) BOTH values will be convert based on selected Currency in (Column L). 2. If you choose "Partial Conversion" then Column BA (AMOUNT) only will be converted based on selected currency (Column L) and Column BB (TAXES) value (INR) will be added to the converted values.
Note on K129: gepadmin: 1. If you choose "Full Conversion" then Column BA (AMOUNT) and Column BB (TAXES) BOTH values will be convert based on selected Currency in (Column L). 2. If you choose "Partial Conversion" then Column BA (AMOUNT) only will be converted based on selected currency (Column L) and Column BB (TAXES) value (INR) will be added to the converted values.
Note on K131: gepadmin: 1. If you choose "Full Conversion" then Column BA (AMOUNT) and Column BB (TAXES) BOTH values will be convert based on selected Currency in (Column L). 2. If you choose "Partial Conversion" then Column BA (AMOUNT) only will be converted based on selected currency (Column L) and Column BB (TAXES) value (INR) will be added to the converted values.
Note on K132: gepadmin: 1. If you choose "Full Conversion" then Column BA (AMOUNT) and Column BB (TAXES) BOTH values will be convert based on selected Currency in (Column L). 2. If you choose "Partial Conversion" then Column BA (AMOUNT) only will be converted based on selected currency (Column L) and Column BB (TAXES) value (INR) will be added to the converted values.
Note on K134: gepadmin: 1. If you choose "Full Conversion" then Column BA (AMOUNT) and Column BB (TAXES) BOTH values will be convert based on selected Currency in (Column L). 2. If you choose "Partial Conversion" then Column BA (AMOUNT) only will be converted based on selected currency (Column L) and Column BB (TAXES) value (INR) will be added to the converted values.
Note on K135: gepadmin: 1. If you choose "Full Conversion" then Column BA (AMOUNT) and Column BB (TAXES) BOTH values will be convert based on selected Currency in (Column L). 2. If you choose "Partial Conversion" then Column BA (AMOUNT) only will be converted based on selected currency (Column L) and Column BB (TAXES) value (INR) will be added to the converted values.
Note on K137: gepadmin: 1. If you choose "Full Conversion" then Column BA (AMOUNT) and Column BB (TAXES) BOTH values will be convert based on selected Currency in (Column L). 2. If you choose "Partial Conversion" then Column BA (AMOUNT) only will be converted based on selected currency (Column L) and Column BB (TAXES) value (INR) will be added to the converted values.
Note on K138: gepadmin: 1. If you choose "Full Conversion" then Column BA (AMOUNT) and Column BB (TAXES) BOTH values will be convert based on selected Currency in (Column L). 2. If you choose "Partial Conversion" then Column BA (AMOUNT) only will be converted based on selected currency (Column L) and Column BB (TAXES) value (INR) will be added to the converted values.
Note on K140: gepadmin: 1. If you choose "Full Conversion" then Column BA (AMOUNT) and Column BB (TAXES) BOTH values will be convert based on selected Currency in (Column L). 2. If you choose "Partial Conversion" then Column BA (AMOUNT) only will be converted based on selected currency (Column L) and Column BB (TAXES) value (INR) will be added to the converted values.
Note on K141: gepadmin: 1. If you choose "Full Conversion" then Column BA (AMOUNT) and Column BB (TAXES) BOTH values will be convert based on selected Currency in (Column L). 2. If you choose "Partial Conversion" then Column BA (AMOUNT) only will be converted based on selected currency (Column L) and Column BB (TAXES) value (INR) will be added to the converted values.
Note on K143: gepadmin: 1. If you choose "Full Conversion" then Column BA (AMOUNT) and Column BB (TAXES) BOTH values will be convert based on selected Currency in (Column L). 2. If you choose "Partial Conversion" then Column BA (AMOUNT) only will be converted based on selected currency (Column L) and Column BB (TAXES) value (INR) will be added to the converted values.
Note on K144: gepadmin: 1. If you choose "Full Conversion" then Column BA (AMOUNT) and Column BB (TAXES) BOTH values will be convert based on selected Currency in (Column L). 2. If you choose "Partial Conversion" then Column BA (AMOUNT) only will be converted based on selected currency (Column L) and Column BB (TAXES) value (INR) will be added to the converted values.
Note on K145: gepadmin: 1. If you choose "Full Conversion" then Column BA (AMOUNT) and Column BB (TAXES) BOTH values will be convert based on selected Currency in (Column L). 2. If you choose "Partial Conversion" then Column BA (AMOUNT) only will be converted based on selected currency (Column L) and Column BB (TAXES) value (INR) will be added to the converted values.
Note on K146: gepadmin: 1. If you choose "Full Conversion" then Column BA (AMOUNT) and Column BB (TAXES) BOTH values will be convert based on selected Currency in (Column L). 2. If you choose "Partial Conversion" then Column BA (AMOUNT) only will be converted based on selected currency (Column L) and Column BB (TAXES) value (INR) will be added to the converted values.
Note on K148: gepadmin: 1. If you choose "Full Conversion" then Column BA (AMOUNT) and Column BB (TAXES) BOTH values will be convert based on selected Currency in (Column L). 2. If you choose "Partial Conversion" then Column BA (AMOUNT) only will be converted based on selected currency (Column L) and Column BB (TAXES) value (INR) will be added to the converted values.
Note on K149: gepadmin: 1. If you choose "Full Conversion" then Column BA (AMOUNT) and Column BB (TAXES) BOTH values will be convert based on selected Currency in (Column L). 2. If you choose "Partial Conversion" then Column BA (AMOUNT) only will be converted based on selected currency (Column L) and Column BB (TAXES) value (INR) will be added to the converted values.
Note on K150: gepadmin: 1. If you choose "Full Conversion" then Column BA (AMOUNT) and Column BB (TAXES) BOTH values will be convert based on selected Currency in (Column L). 2. If you choose "Partial Conversion" then Column BA (AMOUNT) only will be converted based on selected currency (Column L) and Column BB (TAXES) value (INR) will be added to the converted values.
Note on K151: gepadmin: 1. If you choose "Full Conversion" then Column BA (AMOUNT) and Column BB (TAXES) BOTH values will be convert based on selected Currency in (Column L). 2. If you choose "Partial Conversion" then Column BA (AMOUNT) only will be converted based on selected currency (Column L) and Column BB (TAXES) value (INR) will be added to the converted values.
Note on K153: gepadmin: 1. If you choose "Full Conversion" then Column BA (AMOUNT) and Column BB (TAXES) BOTH values will be convert based on selected Currency in (Column L). 2. If you choose "Partial Conversion" then Column BA (AMOUNT) only will be converted based on selected currency (Column L) and Column BB (TAXES) value (INR) will be added to the converted values.
Note on K154: gepadmin: 1. If you choose "Full Conversion" then Column BA (AMOUNT) and Column BB (TAXES) BOTH values will be convert based on selected Currency in (Column L). 2. If you choose "Partial Conversion" then Column BA (AMOUNT) only will be converted based on selected currency (Column L) and Column BB (TAXES) value (INR) will be added to the converted values.
Note on K156: gepadmin: 1. If you choose "Full Conversion" then Column BA (AMOUNT) and Column BB (TAXES) BOTH values will be convert based on selected Currency in (Column L). 2. If you choose "Partial Conversion" then Column BA (AMOUNT) only will be converted based on selected currency (Column L) and Column BB (TAXES) value (INR) will be added to the converted values.
Note on K157: gepadmin: 1. If you choose "Full Conversion" then Column BA (AMOUNT) and Column BB (TAXES) BOTH values will be convert based on selected Currency in (Column L). 2. If you choose "Partial Conversion" then Column BA (AMOUNT) only will be converted based on selected currency (Column L) and Column BB (TAXES) value (INR) will be added to the converted values.
Note on K159: gepadmin: 1. If you choose "Full Conversion" then Column BA (AMOUNT) and Column BB (TAXES) BOTH values will be convert based on selected Currency in (Column L). 2. If you choose "Partial Conversion" then Column BA (AMOUNT) only will be converted based on selected currency (Column L) and Column BB (TAXES) value (INR) will be added to the converted values.
Note on K160: gepadmin: 1. If you choose "Full Conversion" then Column BA (AMOUNT) and Column BB (TAXES) BOTH values will be convert based on selected Currency in (Column L). 2. If you choose "Partial Conversion" then Column BA (AMOUNT) only will be converted based on selected currency (Column L) and Column BB (TAXES) value (INR) will be added to the converted values.
Note on K162: gepadmin: 1. If you choose "Full Conversion" then Column BA (AMOUNT) and Column BB (TAXES) BOTH values will be convert based on selected Currency in (Column L). 2. If you choose "Partial Conversion" then Column BA (AMOUNT) only will be converted based on selected currency (Column L) and Column BB (TAXES) value (INR) will be added to the converted values.
Note on K163: gepadmin: 1. If you choose "Full Conversion" then Column BA (AMOUNT) and Column BB (TAXES) BOTH values will be convert based on selected Currency in (Column L). 2. If you choose "Partial Conversion" then Column BA (AMOUNT) only will be converted based on selected currency (Column L) and Column BB (TAXES) value (INR) will be added to the converted values.
Note on K164: gepadmin: 1. If you choose "Full Conversion" then Column BA (AMOUNT) and Column BB (TAXES) BOTH values will be convert based on selected Currency in (Column L). 2. If you choose "Partial Conversion" then Column BA (AMOUNT) only will be converted based on selected currency (Column L) and Column BB (TAXES) value (INR) will be added to the converted values.
Note on K165: gepadmin: 1. If you choose "Full Conversion" then Column BA (AMOUNT) and Column BB (TAXES) BOTH values will be convert based on selected Currency in (Column L). 2. If you choose "Partial Conversion" then Column BA (AMOUNT) only will be converted based on selected currency (Column L) and Column BB (TAXES) value (INR) will be added to the converted values.
Note on K167: gepadmin: 1. If you choose "Full Conversion" then Column BA (AMOUNT) and Column BB (TAXES) BOTH values will be convert based on selected Currency in (Column L). 2. If you choose "Partial Conversion" then Column BA (AMOUNT) only will be converted based on selected currency (Column L) and Column BB (TAXES) value (INR) will be added to the converted values.
Note on K168: gepadmin: 1. If you choose "Full Conversion" then Column BA (AMOUNT) and Column BB (TAXES) BOTH values will be convert based on selected Currency in (Column L). 2. If you choose "Partial Conversion" then Column BA (AMOUNT) only will be converted based on selected currency (Column L) and Column BB (TAXES) value (INR) will be added to the converted values.
Note on K170: gepadmin: 1. If you choose "Full Conversion" then Column BA (AMOUNT) and Column BB (TAXES) BOTH values will be convert based on selected Currency in (Column L). 2. If you choose "Partial Conversion" then Column BA (AMOUNT) only will be converted based on selected currency (Column L) and Column BB (TAXES) value (INR) will be added to the converted values.
Note on K171: gepadmin: 1. If you choose "Full Conversion" then Column BA (AMOUNT) and Column BB (TAXES) BOTH values will be convert based on selected Currency in (Column L). 2. If you choose "Partial Conversion" then Column BA (AMOUNT) only will be converted based on selected currency (Column L) and Column BB (TAXES) value (INR) will be added to the converted values.
Note on K172: gepadmin: 1. If you choose "Full Conversion" then Column BA (AMOUNT) and Column BB (TAXES) BOTH values will be convert based on selected Currency in (Column L). 2. If you choose "Partial Conversion" then Column BA (AMOUNT) only will be converted based on selected currency (Column L) and Column BB (TAXES) value (INR) will be added to the converted values.
Note on K174: gepadmin: 1. If you choose "Full Conversion" then Column BA (AMOUNT) and Column BB (TAXES) BOTH values will be convert based on selected Currency in (Column L). 2. If you choose "Partial Conversion" then Column BA (AMOUNT) only will be converted based on selected currency (Column L) and Column BB (TAXES) value (INR) will be added to the converted values.
Note on K175: gepadmin: 1. If you choose "Full Conversion" then Column BA (AMOUNT) and Column BB (TAXES) BOTH values will be convert based on selected Currency in (Column L). 2. If you choose "Partial Conversion" then Column BA (AMOUNT) only will be converted based on selected currency (Column L) and Column BB (TAXES) value (INR) will be added to the converted values.
Note on K176: gepadmin: 1. If you choose "Full Conversion" then Column BA (AMOUNT) and Column BB (TAXES) BOTH values will be convert based on selected Currency in (Column L). 2. If you choose "Partial Conversion" then Column BA (AMOUNT) only will be converted based on selected currency (Column L) and Column BB (TAXES) value (INR) will be added to the converted values.
Note on K177: gepadmin: 1. If you choose "Full Conversion" then Column BA (AMOUNT) and Column BB (TAXES) BOTH values will be convert based on selected Currency in (Column L). 2. If you choose "Partial Conversion" then Column BA (AMOUNT) only will be converted based on selected currency (Column L) and Column BB (TAXES) value (INR) will be added to the converted values.
Note on K179: gepadmin: 1. If you choose "Full Conversion" then Column BA (AMOUNT) and Column BB (TAXES) BOTH values will be convert based on selected Currency in (Column L). 2. If you choose "Partial Conversion" then Column BA (AMOUNT) only will be converted based on selected currency (Column L) and Column BB (TAXES) value (INR) will be added to the converted values.
Note on K181: gepadmin: 1. If you choose "Full Conversion" then Column BA (AMOUNT) and Column BB (TAXES) BOTH values will be convert based on selected Currency in (Column L). 2. If you choose "Partial Conversion" then Column BA (AMOUNT) only will be converted based on selected currency (Column L) and Column BB (TAXES) value (INR) will be added to the converted values.
Note on K182: gepadmin: 1. If you choose "Full Conversion" then Column BA (AMOUNT) and Column BB (TAXES) BOTH values will be convert based on selected Currency in (Column L). 2. If you choose "Partial Conversion" then Column BA (AMOUNT) only will be converted based on selected currency (Column L) and Column BB (TAXES) value (INR) will be added to the converted values.
Note on K183: gepadmin: 1. If you choose "Full Conversion" then Column BA (AMOUNT) and Column BB (TAXES) BOTH values will be convert based on selected Currency in (Column L). 2. If you choose "Partial Conversion" then Column BA (AMOUNT) only will be converted based on selected currency (Column L) and Column BB (TAXES) value (INR) will be added to the converted values.
Note on K185: gepadmin: 1. If you choose "Full Conversion" then Column BA (AMOUNT) and Column BB (TAXES) BOTH values will be convert based on selected Currency in (Column L). 2. If you choose "Partial Conversion" then Column BA (AMOUNT) only will be converted based on selected currency (Column L) and Column BB (TAXES) value (INR) will be added to the converted values.
Note on K186: gepadmin: 1. If you choose "Full Conversion" then Column BA (AMOUNT) and Column BB (TAXES) BOTH values will be convert based on selected Currency in (Column L). 2. If you choose "Partial Conversion" then Column BA (AMOUNT) only will be converted based on selected currency (Column L) and Column BB (TAXES) value (INR) will be added to the converted values.
Note on K188: gepadmin: 1. If you choose "Full Conversion" then Column BA (AMOUNT) and Column BB (TAXES) BOTH values will be convert based on selected Currency in (Column L). 2. If you choose "Partial Conversion" then Column BA (AMOUNT) only will be converted based on selected currency (Column L) and Column BB (TAXES) value (INR) will be added to the converted values.
Note on K189: gepadmin: 1. If you choose "Full Conversion" then Column BA (AMOUNT) and Column BB (TAXES) BOTH values will be convert based on selected Currency in (Column L). 2. If you choose "Partial Conversion" then Column BA (AMOUNT) only will be converted based on selected currency (Column L) and Column BB (TAXES) value (INR) will be added to the converted values.
Note on K190: gepadmin: 1. If you choose "Full Conversion" then Column BA (AMOUNT) and Column BB (TAXES) BOTH values will be convert based on selected Currency in (Column L). 2. If you choose "Partial Conversion" then Column BA (AMOUNT) only will be converted based on selected currency (Column L) and Column BB (TAXES) value (INR) will be added to the converted values.
Note on K191: gepadmin: 1. If you choose "Full Conversion" then Column BA (AMOUNT) and Column BB (TAXES) BOTH values will be convert based on selected Currency in (Column L). 2. If you choose "Partial Conversion" then Column BA (AMOUNT) only will be converted based on selected currency (Column L) and Column BB (TAXES) value (INR) will be added to the converted values.
Note on K192: gepadmin: 1. If you choose "Full Conversion" then Column BA (AMOUNT) and Column BB (TAXES) BOTH values will be convert based on selected Currency in (Column L). 2. If you choose "Partial Conversion" then Column BA (AMOUNT) only will be converted based on selected currency (Column L) and Column BB (TAXES) value (INR) will be added to the converted values.
Note on K193: gepadmin: 1. If you choose "Full Conversion" then Column BA (AMOUNT) and Column BB (TAXES) BOTH values will be convert based on selected Currency in (Column L). 2. If you choose "Partial Conversion" then Column BA (AMOUNT) only will be converted based on selected currency (Column L) and Column BB (TAXES) value (INR) will be added to the converted values.
Note on K195: gepadmin: 1. If you choose "Full Conversion" then Column BA (AMOUNT) and Column BB (TAXES) BOTH values will be convert based on selected Currency in (Column L). 2. If you choose "Partial Conversion" then Column BA (AMOUNT) only will be converted based on selected currency (Column L) and Column BB (TAXES) value (INR) will be added to the converted values.
Note on K196: gepadmin: 1. If you choose "Full Conversion" then Column BA (AMOUNT) and Column BB (TAXES) BOTH values will be convert based on selected Currency in (Column L). 2. If you choose "Partial Conversion" then Column BA (AMOUNT) only will be converted based on selected currency (Column L) and Column BB (TAXES) value (INR) will be added to the converted values.
Note on K198: gepadmin: 1. If you choose "Full Conversion" then Column BA (AMOUNT) and Column BB (TAXES) BOTH values will be convert based on selected Currency in (Column L). 2. If you choose "Partial Conversion" then Column BA (AMOUNT) only will be converted based on selected currency (Column L) and Column BB (TAXES) value (INR) will be added to the converted values.
Note on K200: gepadmin: 1. If you choose "Full Conversion" then Column BA (AMOUNT) and Column BB (TAXES) BOTH values will be convert based on selected Currency in (Column L). 2. If you choose "Partial Conversion" then Column BA (AMOUNT) only will be converted based on selected currency (Column L) and Column BB (TAXES) value (INR) will be added to the converted values.
Note on K201: gepadmin: 1. If you choose "Full Conversion" then Column BA (AMOUNT) and Column BB (TAXES) BOTH values will be convert based on selected Currency in (Column L). 2. If you choose "Partial Conversion" then Column BA (AMOUNT) only will be converted based on selected currency (Column L) and Column BB (TAXES) value (INR) will be added to the converted values.
Note on K203: gepadmin: 1. If you choose "Full Conversion" then Column BA (AMOUNT) and Column BB (TAXES) BOTH values will be convert based on selected Currency in (Column L). 2. If you choose "Partial Conversion" then Column BA (AMOUNT) only will be converted based on selected currency (Column L) and Column BB (TAXES) value (INR) will be added to the converted values.
Note on K205: gepadmin: 1. If you choose "Full Conversion" then Column BA (AMOUNT) and Column BB (TAXES) BOTH values will be convert based on selected Currency in (Column L). 2. If you choose "Partial Conversion" then Column BA (AMOUNT) only will be converted based on selected currency (Column L) and Column BB (TAXES) value (INR) will be added to the converted values.
Note on K208: gepadmin: 1. If you choose "Full Conversion" then Column BA (AMOUNT) and Column BB (TAXES) BOTH values will be convert based on selected Currency in (Column L). 2. If you choose "Partial Conversion" then Column BA (AMOUNT) only will be converted based on selected currency (Column L) and Column BB (TAXES) value (INR) will be added to the converted values.
Note on K210: gepadmin: 1. If you choose "Full Conversion" then Column BA (AMOUNT) and Column BB (TAXES) BOTH values will be convert based on selected Currency in (Column L). 2. If you choose "Partial Conversion" then Column BA (AMOUNT) only will be converted based on selected currency (Column L) and Column BB (TAXES) value (INR) will be added to the converted values.
Note on K212: gepadmin: 1. If you choose "Full Conversion" then Column BA (AMOUNT) and Column BB (TAXES) BOTH values will be convert based on selected Currency in (Column L). 2. If you choose "Partial Conversion" then Column BA (AMOUNT) only will be converted based on selected currency (Column L) and Column BB (TAXES) value (INR) will be added to the converted values.
Note on K214: gepadmin: 1. If you choose "Full Conversion" then Column BA (AMOUNT) and Column BB (TAXES) BOTH values will be convert based on selected Currency in (Column L). 2. If you choose "Partial Conversion" then Column BA (AMOUNT) only will be converted based on selected currency (Column L) and Column BB (TAXES) value (INR) will be added to the converted values.
Note on K215: gepadmin: 1. If you choose "Full Conversion" then Column BA (AMOUNT) and Column BB (TAXES) BOTH values will be convert based on selected Currency in (Column L). 2. If you choose "Partial Conversion" then Column BA (AMOUNT) only will be converted based on selected currency (Column L) and Column BB (TAXES) value (INR) will be added to the converted values.
Note on K217: gepadmin: 1. If you choose "Full Conversion" then Column BA (AMOUNT) and Column BB (TAXES) BOTH values will be convert based on selected Currency in (Column L). 2. If you choose "Partial Conversion" then Column BA (AMOUNT) only will be converted based on selected currency (Column L) and Column BB (TAXES) value (INR) will be added to the converted values.
Note on K219: gepadmin: 1. If you choose "Full Conversion" then Column BA (AMOUNT) and Column BB (TAXES) BOTH values will be convert based on selected Currency in (Column L). 2. If you choose "Partial Conversion" then Column BA (AMOUNT) only will be converted based on selected currency (Column L) and Column BB (TAXES) value (INR) will be added to the converted values.
Note on K220: gepadmin: 1. If you choose "Full Conversion" then Column BA (AMOUNT) and Column BB (TAXES) BOTH values will be convert based on selected Currency in (Column L). 2. If you choose "Partial Conversion" then Column BA (AMOUNT) only will be converted based on selected currency (Column L) and Column BB (TAXES) value (INR) will be added to the converted values.
Note on K221: gepadmin: 1. If you choose "Full Conversion" then Column BA (AMOUNT) and Column BB (TAXES) BOTH values will be convert based on selected Currency in (Column L). 2. If you choose "Partial Conversion" then Column BA (AMOUNT) only will be converted based on selected currency (Column L) and Column BB (TAXES) value (INR) will be added to the converted values.
Note on K222: gepadmin: 1. If you choose "Full Conversion" then Column BA (AMOUNT) and Column BB (TAXES) BOTH values will be convert based on selected Currency in (Column L). 2. If you choose "Partial Conversion" then Column BA (AMOUNT) only will be converted based on selected currency (Column L) and Column BB (TAXES) value (INR) will be added to the converted values.
Note on K224: gepadmin: 1. If you choose "Full Conversion" then Column BA (AMOUNT) and Column BB (TAXES) BOTH values will be convert based on selected Currency in (Column L). 2. If you choose "Partial Conversion" then Column BA (AMOUNT) only will be converted based on selected currency (Column L) and Column BB (TAXES) value (INR) will be added to the converted values.
Note on K225: gepadmin: 1. If you choose "Full Conversion" then Column BA (AMOUNT) and Column BB (TAXES) BOTH values will be convert based on selected Currency in (Column L). 2. If you choose "Partial Conversion" then Column BA (AMOUNT) only will be converted based on selected currency (Column L) and Column BB (TAXES) value (INR) will be added to the converted values.
Note on K227: gepadmin: 1. If you choose "Full Conversion" then Column BA (AMOUNT) and Column BB (TAXES) BOTH values will be convert based on selected Currency in (Column L). 2. If you choose "Partial Conversion" then Column BA (AMOUNT) only will be converted based on selected currency (Column L) and Column BB (TAXES) value (INR) will be added to the converted values.
Note on K230: gepadmin: 1. If you choose "Full Conversion" then Column BA (AMOUNT) and Column BB (TAXES) BOTH values will be convert based on selected Currency in (Column L). 2. If you choose "Partial Conversion" then Column BA (AMOUNT) only will be converted based on selected currency (Column L) and Column BB (TAXES) value (INR) will be added to the converted values.
Note on K232: gepadmin: 1. If you choose "Full Conversion" then Column BA (AMOUNT) and Column BB (TAXES) BOTH values will be convert based on selected Currency in (Column L). 2. If you choose "Partial Conversion" then Column BA (AMOUNT) only will be converted based on selected currency (Column L) and Column BB (TAXES) value (INR) will be added to the converted values.
Note on K233: gepadmin: 1. If you choose "Full Conversion" then Column BA (AMOUNT) and Column BB (TAXES) BOTH values will be convert based on selected Currency in (Column L). 2. If you choose "Partial Conversion" then Column BA (AMOUNT) only will be converted based on selected currency (Column L) and Column BB (TAXES) value (INR) will be added to the converted values.
Note on K235: gepadmin: 1. If you choose "Full Conversion" then Column BA (AMOUNT) and Column BB (TAXES) BOTH values will be convert based on selected Currency in (Column L). 2. If you choose "Partial Conversion" then Column BA (AMOUNT) only will be converted based on selected currency (Column L) and Column BB (TAXES) value (INR) will be added to the converted values.
Note on K236: gepadmin: 1. If you choose "Full Conversion" then Column BA (AMOUNT) and Column BB (TAXES) BOTH values will be convert based on selected Currency in (Column L). 2. If you choose "Partial Conversion" then Column BA (AMOUNT) only will be converted based on selected currency (Column L) and Column BB (TAXES) value (INR) will be added to the converted values.
Note on K238: gepadmin: 1. If you choose "Full Conversion" then Column BA (AMOUNT) and Column BB (TAXES) BOTH values will be convert based on selected Currency in (Column L). 2. If you choose "Partial Conversion" then Column BA (AMOUNT) only will be converted based on selected currency (Column L) and Column BB (TAXES) value (INR) will be added to the converted values.
Note on K241: gepadmin: 1. If you choose "Full Conversion" then Column BA (AMOUNT) and Column BB (TAXES) BOTH values will be convert based on selected Currency in (Column L). 2. If you choose "Partial Conversion" then Column BA (AMOUNT) only will be converted based on selected currency (Column L) and Column BB (TAXES) value (INR) will be added to the converted values.
Note on K243: gepadmin: 1. If you choose "Full Conversion" then Column BA (AMOUNT) and Column BB (TAXES) BOTH values will be convert based on selected Currency in (Column L). 2. If you choose "Partial Conversion" then Column BA (AMOUNT) only will be converted based on selected currency (Column L) and Column BB (TAXES) value (INR) will be added to the converted values.
Note on K246: gepadmin: 1. If you choose "Full Conversion" then Column BA (AMOUNT) and Column BB (TAXES) BOTH values will be convert based on selected Currency in (Column L). 2. If you choose "Partial Conversion" then Column BA (AMOUNT) only will be converted based on selected currency (Column L) and Column BB (TAXES) value (INR) will be added to the converted values.
Note on K248: gepadmin: 1. If you choose "Full Conversion" then Column BA (AMOUNT) and Column BB (TAXES) BOTH values will be convert based on selected Currency in (Column L). 2. If you choose "Partial Conversion" then Column BA (AMOUNT) only will be converted based on selected currency (Column L) and Column BB (TAXES) value (INR) will be added to the converted values.
Note on K250: gepadmin: 1. If you choose "Full Conversion" then Column BA (AMOUNT) and Column BB (TAXES) BOTH values will be convert based on selected Currency in (Column L). 2. If you choose "Partial Conversion" then Column BA (AMOUNT) only will be converted based on selected currency (Column L) and Column BB (TAXES) value (INR) will be added to the converted values.
Note on K251: gepadmin: 1. If you choose "Full Conversion" then Column BA (AMOUNT) and Column BB (TAXES) BOTH values will be convert based on selected Currency in (Column L). 2. If you choose "Partial Conversion" then Column BA (AMOUNT) only will be converted based on selected currency (Column L) and Column BB (TAXES) value (INR) will be added to the converted values.
Note on K253: gepadmin: 1. If you choose "Full Conversion" then Column BA (AMOUNT) and Column BB (TAXES) BOTH values will be convert based on selected Currency in (Column L). 2. If you choose "Partial Conversion" then Column BA (AMOUNT) only will be converted based on selected currency (Column L) and Column BB (TAXES) value (INR) will be added to the converted values.
Note on K254: gepadmin: 1. If you choose "Full Conversion" then Column BA (AMOUNT) and Column BB (TAXES) BOTH values will be convert based on selected Currency in (Column L). 2. If you choose "Partial Conversion" then Column BA (AMOUNT) only will be converted based on selected currency (Column L) and Column BB (TAXES) value (INR) will be added to the converted values.
Note on K255: gepadmin: 1. If you choose "Full Conversion" then Column BA (AMOUNT) and Column BB (TAXES) BOTH values will be convert based on selected Currency in (Column L). 2. If you choose "Partial Conversion" then Column BA (AMOUNT) only will be converted based on selected currency (Column L) and Column BB (TAXES) value (INR) will be added to the converted values.
Note on K257: gepadmin: 1. If you choose "Full Conversion" then Column BA (AMOUNT) and Column BB (TAXES) BOTH values will be convert based on selected Currency in (Column L). 2. If you choose "Partial Conversion" then Column BA (AMOUNT) only will be converted based on selected currency (Column L) and Column BB (TAXES) value (INR) will be added to the converted values.
Note on K258: gepadmin: 1. If you choose "Full Conversion" then Column BA (AMOUNT) and Column BB (TAXES) BOTH values will be convert based on selected Currency in (Column L). 2. If you choose "Partial Conversion" then Column BA (AMOUNT) only will be converted based on selected currency (Column L) and Column BB (TAXES) value (INR) will be added to the converted values.
Note on K260: gepadmin: 1. If you choose "Full Conversion" then Column BA (AMOUNT) and Column BB (TAXES) BOTH values will be convert based on selected Currency in (Column L). 2. If you choose "Partial Conversion" then Column BA (AMOUNT) only will be converted based on selected currency (Column L) and Column BB (TAXES) value (INR) will be added to the converted values.
Note on K262: gepadmin: 1. If you choose "Full Conversion" then Column BA (AMOUNT) and Column BB (TAXES) BOTH values will be convert based on selected Currency in (Column L). 2. If you choose "Partial Conversion" then Column BA (AMOUNT) only will be converted based on selected currency (Column L) and Column BB (TAXES) value (INR) will be added to the converted values.
Note on K264: gepadmin: 1. If you choose "Full Conversion" then Column BA (AMOUNT) and Column BB (TAXES) BOTH values will be convert based on selected Currency in (Column L). 2. If you choose "Partial Conversion" then Column BA (AMOUNT) only will be converted based on selected currency (Column L) and Column BB (TAXES) value (INR) will be added to the converted values.
Note on K266: gepadmin: 1. If you choose "Full Conversion" then Column BA (AMOUNT) and Column BB (TAXES) BOTH values will be convert based on selected Currency in (Column L). 2. If you choose "Partial Conversion" then Column BA (AMOUNT) only will be converted based on selected currency (Column L) and Column BB (TAXES) value (INR) will be added to the converted values.
Note on K269: gepadmin: 1. If you choose "Full Conversion" then Column BA (AMOUNT) and Column BB (TAXES) BOTH values will be convert based on selected Currency in (Column L). 2. If you choose "Partial Conversion" then Column BA (AMOUNT) only will be converted based on selected currency (Column L) and Column BB (TAXES) value (INR) will be added to the converted values.
Note on K270: gepadmin: 1. If you choose "Full Conversion" then Column BA (AMOUNT) and Column BB (TAXES) BOTH values will be convert based on selected Currency in (Column L). 2. If you choose "Partial Conversion" then Column BA (AMOUNT) only will be converted based on selected currency (Column L) and Column BB (TAXES) value (INR) will be added to the converted values.
Note on K272: gepadmin: 1. If you choose "Full Conversion" then Column BA (AMOUNT) and Column BB (TAXES) BOTH values will be convert based on selected Currency in (Column L). 2. If you choose "Partial Conversion" then Column BA (AMOUNT) only will be converted based on selected currency (Column L) and Column BB (TAXES) value (INR) will be added to the converted values.
Note on K273: gepadmin: 1. If you choose "Full Conversion" then Column BA (AMOUNT) and Column BB (TAXES) BOTH values will be convert based on selected Currency in (Column L). 2. If you choose "Partial Conversion" then Column BA (AMOUNT) only will be converted based on selected currency (Column L) and Column BB (TAXES) value (INR) will be added to the converted values.
Note on K274: gepadmin: 1. If you choose "Full Conversion" then Column BA (AMOUNT) and Column BB (TAXES) BOTH values will be convert based on selected Currency in (Column L). 2. If you choose "Partial Conversion" then Column BA (AMOUNT) only will be converted based on selected currency (Column L) and Column BB (TAXES) value (INR) will be added to the converted values.
Note on K276: gepadmin: 1. If you choose "Full Conversion" then Column BA (AMOUNT) and Column BB (TAXES) BOTH values will be convert based on selected Currency in (Column L). 2. If you choose "Partial Conversion" then Column BA (AMOUNT) only will be converted based on selected currency (Column L) and Column BB (TAXES) value (INR) will be added to the converted values.
Note on K277: gepadmin: 1. If you choose "Full Conversion" then Column BA (AMOUNT) and Column BB (TAXES) BOTH values will be convert based on selected Currency in (Column L). 2. If you choose "Partial Conversion" then Column BA (AMOUNT) only will be converted based on selected currency (Column L) and Column BB (TAXES) value (INR) will be added to the converted values.
Note on K279: gepadmin: 1. If you choose "Full Conversion" then Column BA (AMOUNT) and Column BB (TAXES) BOTH values will be convert based on selected Currency in (Column L). 2. If you choose "Partial Conversion" then Column BA (AMOUNT) only will be converted based on selected currency (Column L) and Column BB (TAXES) value (INR) will be added to the converted values.
Note on K281: gepadmin: 1. If you choose "Full Conversion" then Column BA (AMOUNT) and Column BB (TAXES) BOTH values will be convert based on selected Currency in (Column L). 2. If you choose "Partial Conversion" then Column BA (AMOUNT) only will be converted based on selected currency (Column L) and Column BB (TAXES) value (INR) will be added to the converted values.
Note on K284: gepadmin: 1. If you choose "Full Conversion" then Column BA (AMOUNT) and Column BB (TAXES) BOTH values will be convert based on selected Currency in (Column L). 2. If you choose "Partial Conversion" then Column BA (AMOUNT) only will be converted based on selected currency (Column L) and Column BB (TAXES) value (INR) will be added to the converted values.
Note on K286: gepadmin: 1. If you choose "Full Conversion" then Column BA (AMOUNT) and Column BB (TAXES) BOTH values will be convert based on selected Currency in (Column L). 2. If you choose "Partial Conversion" then Column BA (AMOUNT) only will be converted based on selected currency (Column L) and Column BB (TAXES) value (INR) will be added to the converted values.
Note on K288: gepadmin: 1. If you choose "Full Conversion" then Column BA (AMOUNT) and Column BB (TAXES) BOTH values will be convert based on selected Currency in (Column L). 2. If you choose "Partial Conversion" then Column BA (AMOUNT) only will be converted based on selected currency (Column L) and Column BB (TAXES) value (INR) will be added to the converted values.
Note on K290: gepadmin: 1. If you choose "Full Conversion" then Column BA (AMOUNT) and Column BB (TAXES) BOTH values will be convert based on selected Currency in (Column L). 2. If you choose "Partial Conversion" then Column BA (AMOUNT) only will be converted based on selected currency (Column L) and Column BB (TAXES) value (INR) will be added to the converted values.
Note on K292: gepadmin: 1. If you choose "Full Conversion" then Column BA (AMOUNT) and Column BB (TAXES) BOTH values will be convert based on selected Currency in (Column L). 2. If you choose "Partial Conversion" then Column BA (AMOUNT) only will be converted based on selected currency (Column L) and Column BB (TAXES) value (INR) will be added to the converted values.
Note on K294: gepadmin: 1. If you choose "Full Conversion" then Column BA (AMOUNT) and Column BB (TAXES) BOTH values will be convert based on selected Currency in (Column L). 2. If you choose "Partial Conversion" then Column BA (AMOUNT) only will be converted based on selected currency (Column L) and Column BB (TAXES) value (INR) will be added to the converted values.
Note on K295: gepadmin: 1. If you choose "Full Conversion" then Column BA (AMOUNT) and Column BB (TAXES) BOTH values will be convert based on selected Currency in (Column L). 2. If you choose "Partial Conversion" then Column BA (AMOUNT) only will be converted based on selected currency (Column L) and Column BB (TAXES) value (INR) will be added to the converted values.
Note on K297: gepadmin: 1. If you choose "Full Conversion" then Column BA (AMOUNT) and Column BB (TAXES) BOTH values will be convert based on selected Currency in (Column L). 2. If you choose "Partial Conversion" then Column BA (AMOUNT) only will be converted based on selected currency (Column L) and Column BB (TAXES) value (INR) will be added to the converted values.
Note on K298: gepadmin: 1. If you choose "Full Conversion" then Column BA (AMOUNT) and Column BB (TAXES) BOTH values will be convert based on selected Currency in (Column L). 2. If you choose "Partial Conversion" then Column BA (AMOUNT) only will be converted based on selected currency (Column L) and Column BB (TAXES) value (INR) will be added to the converted values.
Note on K299: gepadmin: 1. If you choose "Full Conversion" then Column BA (AMOUNT) and Column BB (TAXES) BOTH values will be convert based on selected Currency in (Column L). 2. If you choose "Partial Conversion" then Column BA (AMOUNT) only will be converted based on selected currency (Column L) and Column BB (TAXES) value (INR) will be added to the converted values.
Note on K300: gepadmin: 1. If you choose "Full Conversion" then Column BA (AMOUNT) and Column BB (TAXES) BOTH values will be convert based on selected Currency in (Column L). 2. If you choose "Partial Conversion" then Column BA (AMOUNT) only will be converted based on selected currency (Column L) and Column BB (TAXES) value (INR) will be added to the converted values.
Note on K301: gepadmin: 1. If you choose "Full Conversion" then Column BA (AMOUNT) and Column BB (TAXES) BOTH values will be convert based on selected Currency in (Column L). 2. If you choose "Partial Conversion" then Column BA (AMOUNT) only will be converted based on selected currency (Column L) and Column BB (TAXES) value (INR) will be added to the converted values.
Note on K302: gepadmin: 1. If you choose "Full Conversion" then Column BA (AMOUNT) and Column BB (TAXES) BOTH values will be convert based on selected Currency in (Column L). 2. If you choose "Partial Conversion" then Column BA (AMOUNT) only will be converted based on selected currency (Column L) and Column BB (TAXES) value (INR) will be added to the converted values.
Note on K305: gepadmin: 1. If you choose "Full Conversion" then Column BA (AMOUNT) and Column BB (TAXES) BOTH values will be convert based on selected Currency in (Column L). 2. If you choose "Partial Conversion" then Column BA (AMOUNT) only will be converted based on selected currency (Column L) and Column BB (TAXES) value (INR) will be added to the converted values.
Note on K307: gepadmin: 1. If you choose "Full Conversion" then Column BA (AMOUNT) and Column BB (TAXES) BOTH values will be convert based on selected Currency in (Column L). 2. If you choose "Partial Conversion" then Column BA (AMOUNT) only will be converted based on selected currency (Column L) and Column BB (TAXES) value (INR) will be added to the converted values.
Note on K309: gepadmin: 1. If you choose "Full Conversion" then Column BA (AMOUNT) and Column BB (TAXES) BOTH values will be convert based on selected Currency in (Column L). 2. If you choose "Partial Conversion" then Column BA (AMOUNT) only will be converted based on selected currency (Column L) and Column BB (TAXES) value (INR) will be added to the converted values.
Note on K311: gepadmin: 1. If you choose "Full Conversion" then Column BA (AMOUNT) and Column BB (TAXES) BOTH values will be convert based on selected Currency in (Column L). 2. If you choose "Partial Conversion" then Column BA (AMOUNT) only will be converted based on selected currency (Column L) and Column BB (TAXES) value (INR) will be added to the converted values.
Note on K312: gepadmin: 1. If you choose "Full Conversion" then Column BA (AMOUNT) and Column BB (TAXES) BOTH values will be convert based on selected Currency in (Column L). 2. If you choose "Partial Conversion" then Column BA (AMOUNT) only will be converted based on selected currency (Column L) and Column BB (TAXES) value (INR) will be added to the converted values.
Note on K313: gepadmin: 1. If you choose "Full Conversion" then Column BA (AMOUNT) and Column BB (TAXES) BOTH values will be convert based on selected Currency in (Column L). 2. If you choose "Partial Conversion" then Column BA (AMOUNT) only will be converted based on selected currency (Column L) and Column BB (TAXES) value (INR) will be added to the converted values.
Note on K315: gepadmin: 1. If you choose "Full Conversion" then Column BA (AMOUNT) and Column BB (TAXES) BOTH values will be convert based on selected Currency in (Column L). 2. If you choose "Partial Conversion" then Column BA (AMOUNT) only will be converted based on selected currency (Column L) and Column BB (TAXES) value (INR) will be added to the converted values.
Note on K317: gepadmin: 1. If you choose "Full Conversion" then Column BA (AMOUNT) and Column BB (TAXES) BOTH values will be convert based on selected Currency in (Column L). 2. If you choose "Partial Conversion" then Column BA (AMOUNT) only will be converted based on selected currency (Column L) and Column BB (TAXES) value (INR) will be added to the converted values.
Note on K319: gepadmin: 1. If you choose "Full Conversion" then Column BA (AMOUNT) and Column BB (TAXES) BOTH values will be convert based on selected Currency in (Column L). 2. If you choose "Partial Conversion" then Column BA (AMOUNT) only will be converted based on selected currency (Column L) and Column BB (TAXES) value (INR) will be added to the converted values.
Note on K321: gepadmin: 1. If you choose "Full Conversion" then Column BA (AMOUNT) and Column BB (TAXES) BOTH values will be convert based on selected Currency in (Column L). 2. If you choose "Partial Conversion" then Column BA (AMOUNT) only will be converted based on selected currency (Column L) and Column BB (TAXES) value (INR) will be added to the converted values.
Note on K323: gepadmin: 1. If you choose "Full Conversion" then Column BA (AMOUNT) and Column BB (TAXES) BOTH values will be convert based on selected Currency in (Column L). 2. If you choose "Partial Conversion" then Column BA (AMOUNT) only will be converted based on selected currency (Column L) and Column BB (TAXES) value (INR) will be added to the converted values.
Note on K325: gepadmin: 1. If you choose "Full Conversion" then Column BA (AMOUNT) and Column BB (TAXES) BOTH values will be convert based on selected Currency in (Column L). 2. If you choose "Partial Conversion" then Column BA (AMOUNT) only will be converted based on selected currency (Column L) and Column BB (TAXES) value (INR) will be added to the converted values.
Note on K327: gepadmin: 1. If you choose "Full Conversion" then Column BA (AMOUNT) and Column BB (TAXES) BOTH values will be convert based on selected Currency in (Column L). 2. If you choose "Partial Conversion" then Column BA (AMOUNT) only will be converted based on selected currency (Column L) and Column BB (TAXES) value (INR) will be added to the converted values.
Note on K329: gepadmin: 1. If you choose "Full Conversion" then Column BA (AMOUNT) and Column BB (TAXES) BOTH values will be convert based on selected Currency in (Column L). 2. If you choose "Partial Conversion" then Column BA (AMOUNT) only will be converted based on selected currency (Column L) and Column BB (TAXES) value (INR) will be added to the converted values.
Note on K330: gepadmin: 1. If you choose "Full Conversion" then Column BA (AMOUNT) and Column BB (TAXES) BOTH values will be convert based on selected Currency in (Column L). 2. If you choose "Partial Conversion" then Column BA (AMOUNT) only will be converted based on selected currency (Column L) and Column BB (TAXES) value (INR) will be added to the converted values.
Note on K331: gepadmin: 1. If you choose "Full Conversion" then Column BA (AMOUNT) and Column BB (TAXES) BOTH values will be convert based on selected Currency in (Column L). 2. If you choose "Partial Conversion" then Column BA (AMOUNT) only will be converted based on selected currency (Column L) and Column BB (TAXES) value (INR) will be added to the converted values.
Note on K333: gepadmin: 1. If you choose "Full Conversion" then Column BA (AMOUNT) and Column BB (TAXES) BOTH values will be convert based on selected Currency in (Column L). 2. If you choose "Partial Conversion" then Column BA (AMOUNT) only will be converted based on selected currency (Column L) and Column BB (TAXES) value (INR) will be added to the converted values.
Note on K335: gepadmin: 1. If you choose "Full Conversion" then Column BA (AMOUNT) and Column BB (TAXES) BOTH values will be convert based on selected Currency in (Column L). 2. If you choose "Partial Conversion" then Column BA (AMOUNT) only will be converted based on selected currency (Column L) and Column BB (TAXES) value (INR) will be added to the converted values.
Note on K337: gepadmin: 1. If you choose "Full Conversion" then Column BA (AMOUNT) and Column BB (TAXES) BOTH values will be convert based on selected Currency in (Column L). 2. If you choose "Partial Conversion" then Column BA (AMOUNT) only will be converted based on selected currency (Column L) and Column BB (TAXES) value (INR) will be added to the converted values.
Note on K339: gepadmin: 1. If you choose "Full Conversion" then Column BA (AMOUNT) and Column BB (TAXES) BOTH values will be convert based on selected Currency in (Column L). 2. If you choose "Partial Conversion" then Column BA (AMOUNT) only will be converted based on selected currency (Column L) and Column BB (TAXES) value (INR) will be added to the converted values.
Note on K341: gepadmin: 1. If you choose "Full Conversion" then Column BA (AMOUNT) and Column BB (TAXES) BOTH values will be convert based on selected Currency in (Column L). 2. If you choose "Partial Conversion" then Column BA (AMOUNT) only will be converted based on selected currency (Column L) and Column BB (TAXES) value (INR) will be added to the converted values.
Note on K343: gepadmin: 1. If you choose "Full Conversion" then Column BA (AMOUNT) and Column BB (TAXES) BOTH values will be convert based on selected Currency in (Column L). 2. If you choose "Partial Conversion" then Column BA (AMOUNT) only will be converted based on selected currency (Column L) and Column BB (TAXES) value (INR) will be added to the converted values.
Note on K345: gepadmin: 1. If you choose "Full Conversion" then Column BA (AMOUNT) and Column BB (TAXES) BOTH values will be convert based on selected Currency in (Column L). 2. If you choose "Partial Conversion" then Column BA (AMOUNT) only will be converted based on selected currency (Column L) and Column BB (TAXES) value (INR) will be added to the converted values.
Note on K346: gepadmin: 1. If you choose "Full Conversion" then Column BA (AMOUNT) and Column BB (TAXES) BOTH values will be convert based on selected Currency in (Column L). 2. If you choose "Partial Conversion" then Column BA (AMOUNT) only will be converted based on selected currency (Column L) and Column BB (TAXES) value (INR) will be added to the converted values.
Note on K347: gepadmin: 1. If you choose "Full Conversion" then Column BA (AMOUNT) and Column BB (TAXES) BOTH values will be convert based on selected Currency in (Column L). 2. If you choose "Partial Conversion" then Column BA (AMOUNT) only will be converted based on selected currency (Column L) and Column BB (TAXES) value (INR) will be added to the converted values.
Note on K348: gepadmin: 1. If you choose "Full Conversion" then Column BA (AMOUNT) and Column BB (TAXES) BOTH values will be convert based on selected Currency in (Column L). 2. If you choose "Partial Conversion" then Column BA (AMOUNT) only will be converted based on selected currency (Column L) and Column BB (TAXES) value (INR) will be added to the converted values.
Note on K349: gepadmin: 1. If you choose "Full Conversion" then Column BA (AMOUNT) and Column BB (TAXES) BOTH values will be convert based on selected Currency in (Column L). 2. If you choose "Partial Conversion" then Column BA (AMOUNT) only will be converted based on selected currency (Column L) and Column BB (TAXES) value (INR) will be added to the converted values.
Note on K351: gepadmin: 1. If you choose "Full Conversion" then Column BA (AMOUNT) and Column BB (TAXES) BOTH values will be convert based on selected Currency in (Column L). 2. If you choose "Partial Conversion" then Column BA (AMOUNT) only will be converted based on selected currency (Column L) and Column BB (TAXES) value (INR) will be added to the converted values.
Note on K352: gepadmin: 1. If you choose "Full Conversion" then Column BA (AMOUNT) and Column BB (TAXES) BOTH values will be convert based on selected Currency in (Column L). 2. If you choose "Partial Conversion" then Column BA (AMOUNT) only will be converted based on selected currency (Column L) and Column BB (TAXES) value (INR) will be added to the converted values.
Note on K354: gepadmin: 1. If you choose "Full Conversion" then Column BA (AMOUNT) and Column BB (TAXES) BOTH values will be convert based on selected Currency in (Column L). 2. If you choose "Partial Conversion" then Column BA (AMOUNT) only will be converted based on selected currency (Column L) and Column BB (TAXES) value (INR) will be added to the converted values.
Note on K355: gepadmin: 1. If you choose "Full Conversion" then Column BA (AMOUNT) and Column BB (TAXES) BOTH values will be convert based on selected Currency in (Column L). 2. If you choose "Partial Conversion" then Column BA (AMOUNT) only will be converted based on selected currency (Column L) and Column BB (TAXES) value (INR) will be added to the converted values.
Note on K357: gepadmin: 1. If you choose "Full Conversion" then Column BA (AMOUNT) and Column BB (TAXES) BOTH values will be convert based on selected Currency in (Column L). 2. If you choose "Partial Conversion" then Column BA (AMOUNT) only will be converted based on selected currency (Column L) and Column BB (TAXES) value (INR) will be added to the converted values.
Note on K359: gepadmin: 1. If you choose "Full Conversion" then Column BA (AMOUNT) and Column BB (TAXES) BOTH values will be convert based on selected Currency in (Column L). 2. If you choose "Partial Conversion" then Column BA (AMOUNT) only will be converted based on selected currency (Column L) and Column BB (TAXES) value (INR) will be added to the converted values.
Note on K361: gepadmin: 1. If you choose "Full Conversion" then Column BA (AMOUNT) and Column BB (TAXES) BOTH values will be convert based on selected Currency in (Column L). 2. If you choose "Partial Conversion" then Column BA (AMOUNT) only will be converted based on selected currency (Column L) and Column BB (TAXES) value (INR) will be added to the converted values.
Note on K362: gepadmin: 1. If you choose "Full Conversion" then Column BA (AMOUNT) and Column BB (TAXES) BOTH values will be convert based on selected Currency in (Column L). 2. If you choose "Partial Conversion" then Column BA (AMOUNT) only will be converted based on selected currency (Column L) and Column BB (TAXES) value (INR) will be added to the converted values.
Note on K364: gepadmin: 1. If you choose "Full Conversion" then Column BA (AMOUNT) and Column BB (TAXES) BOTH values will be convert based on selected Currency in (Column L). 2. If you choose "Partial Conversion" then Column BA (AMOUNT) only will be converted based on selected currency (Column L) and Column BB (TAXES) value (INR) will be added to the converted values.
Note on K366: gepadmin: 1. If you choose "Full Conversion" then Column BA (AMOUNT) and Column BB (TAXES) BOTH values will be convert based on selected Currency in (Column L). 2. If you choose "Partial Conversion" then Column BA (AMOUNT) only will be converted based on selected currency (Column L) and Column BB (TAXES) value (INR) will be added to the converted values.
Note on K367: gepadmin: 1. If you choose "Full Conversion" then Column BA (AMOUNT) and Column BB (TAXES) BOTH values will be convert based on selected Currency in (Column L). 2. If you choose "Partial Conversion" then Column BA (AMOUNT) only will be converted based on selected currency (Column L) and Column BB (TAXES) value (INR) will be added to the converted values.
Note on K369: gepadmin: 1. If you choose "Full Conversion" then Column BA (AMOUNT) and Column BB (TAXES) BOTH values will be convert based on selected Currency in (Column L). 2. If you choose "Partial Conversion" then Column BA (AMOUNT) only will be converted based on selected currency (Column L) and Column BB (TAXES) value (INR) will be added to the converted values.
Note on K371: gepadmin: 1. If you choose "Full Conversion" then Column BA (AMOUNT) and Column BB (TAXES) BOTH values will be convert based on selected Currency in (Column L). 2. If you choose "Partial Conversion" then Column BA (AMOUNT) only will be converted based on selected currency (Column L) and Column BB (TAXES) value (INR) will be added to the converted values.
Note on K373: gepadmin: 1. If you choose "Full Conversion" then Column BA (AMOUNT) and Column BB (TAXES) BOTH values will be convert based on selected Currency in (Column L). 2. If you choose "Partial Conversion" then Column BA (AMOUNT) only will be converted based on selected currency (Column L) and Column BB (TAXES) value (INR) will be added to the converted values.
Note on K375: gepadmin: 1. If you choose "Full Conversion" then Column BA (AMOUNT) and Column BB (TAXES) BOTH values will be convert based on selected Currency in (Column L). 2. If you choose "Partial Conversion" then Column BA (AMOUNT) only will be converted based on selected currency (Column L) and Column BB (TAXES) value (INR) will be added to the converted values.
Note on K377: gepadmin: 1. If you choose "Full Conversion" then Column BA (AMOUNT) and Column BB (TAXES) BOTH values will be convert based on selected Currency in (Column L). 2. If you choose "Partial Conversion" then Column BA (AMOUNT) only will be converted based on selected currency (Column L) and Column BB (TAXES) value (INR) will be added to the converted values.
Note on K379: gepadmin: 1. If you choose "Full Conversion" then Column BA (AMOUNT) and Column BB (TAXES) BOTH values will be convert based on selected Currency in (Column L). 2. If you choose "Partial Conversion" then Column BA (AMOUNT) only will be converted based on selected currency (Column L) and Column BB (TAXES) value (INR) will be added to the converted values.
Note on K381: gepadmin: 1. If you choose "Full Conversion" then Column BA (AMOUNT) and Column BB (TAXES) BOTH values will be convert based on selected Currency in (Column L). 2. If you choose "Partial Conversion" then Column BA (AMOUNT) only will be converted based on selected currency (Column L) and Column BB (TAXES) value (INR) will be added to the converted values.
Note on K382: gepadmin: 1. If you choose "Full Conversion" then Column BA (AMOUNT) and Column BB (TAXES) BOTH values will be convert based on selected Currency in (Column L). 2. If you choose "Partial Conversion" then Column BA (AMOUNT) only will be converted based on selected currency (Column L) and Column BB (TAXES) value (INR) will be added to the converted values.
Note on K384: gepadmin: 1. If you choose "Full Conversion" then Column BA (AMOUNT) and Column BB (TAXES) BOTH values will be convert based on selected Currency in (Column L). 2. If you choose "Partial Conversion" then Column BA (AMOUNT) only will be converted based on selected currency (Column L) and Column BB (TAXES) value (INR) will be added to the converted values.
Note on K386: gepadmin: 1. If you choose "Full Conversion" then Column BA (AMOUNT) and Column BB (TAXES) BOTH values will be convert based on selected Currency in (Column L). 2. If you choose "Partial Conversion" then Column BA (AMOUNT) only will be converted based on selected currency (Column L) and Column BB (TAXES) value (INR) will be added to the converted values.
Note on K388: gepadmin: 1. If you choose "Full Conversion" then Column BA (AMOUNT) and Column BB (TAXES) BOTH values will be convert based on selected Currency in (Column L). 2. If you choose "Partial Conversion" then Column BA (AMOUNT) only will be converted based on selected currency (Column L) and Column BB (TAXES) value (INR) will be added to the converted values.
Note on K391: gepadmin: 1. If you choose "Full Conversion" then Column BA (AMOUNT) and Column BB (TAXES) BOTH values will be convert based on selected Currency in (Column L). 2. If you choose "Partial Conversion" then Column BA (AMOUNT) only will be converted based on selected currency (Column L) and Column BB (TAXES) value (INR) will be added to the converted values.
Note on K393: gepadmin: 1. If you choose "Full Conversion" then Column BA (AMOUNT) and Column BB (TAXES) BOTH values will be convert based on selected Currency in (Column L). 2. If you choose "Partial Conversion" then Column BA (AMOUNT) only will be converted based on selected currency (Column L) and Column BB (TAXES) value (INR) will be added to the converted values.
Note on K394: gepadmin: 1. If you choose "Full Conversion" then Column BA (AMOUNT) and Column BB (TAXES) BOTH values will be convert based on selected Currency in (Column L). 2. If you choose "Partial Conversion" then Column BA (AMOUNT) only will be converted based on selected currency (Column L) and Column BB (TAXES) value (INR) will be added to the converted values.
Note on K396: gepadmin: 1. If you choose "Full Conversion" then Column BA (AMOUNT) and Column BB (TAXES) BOTH values will be convert based on selected Currency in (Column L). 2. If you choose "Partial Conversion" then Column BA (AMOUNT) only will be converted based on selected currency (Column L) and Column BB (TAXES) value (INR) will be added to the converted values.
Note on K398: gepadmin: 1. If you choose "Full Conversion" then Column BA (AMOUNT) and Column BB (TAXES) BOTH values will be convert based on selected Currency in (Column L). 2. If you choose "Partial Conversion" then Column BA (AMOUNT) only will be converted based on selected currency (Column L) and Column BB (TAXES) value (INR) will be added to the converted values.
Note on K399: gepadmin: 1. If you choose "Full Conversion" then Column BA (AMOUNT) and Column BB (TAXES) BOTH values will be convert based on selected Currency in (Column L). 2. If you choose "Partial Conversion" then Column BA (AMOUNT) only will be converted based on selected currency (Column L) and Column BB (TAXES) value (INR) will be added to the converted values.
Note on K401: gepadmin: 1. If you choose "Full Conversion" then Column BA (AMOUNT) and Column BB (TAXES) BOTH values will be convert based on selected Currency in (Column L). 2. If you choose "Partial Conversion" then Column BA (AMOUNT) only will be converted based on selected currency (Column L) and Column BB (TAXES) value (INR) will be added to the converted values.
Note on K402: gepadmin: 1. If you choose "Full Conversion" then Column BA (AMOUNT) and Column BB (TAXES) BOTH values will be convert based on selected Currency in (Column L). 2. If you choose "Partial Conversion" then Column BA (AMOUNT) only will be converted based on selected currency (Column L) and Column BB (TAXES) value (INR) will be added to the converted values.
Note on K403: gepadmin: 1. If you choose "Full Conversion" then Column BA (AMOUNT) and Column BB (TAXES) BOTH values will be convert based on selected Currency in (Column L). 2. If you choose "Partial Conversion" then Column BA (AMOUNT) only will be converted based on selected currency (Column L) and Column BB (TAXES) value (INR) will be added to the converted values.
Note on K404: gepadmin: 1. If you choose "Full Conversion" then Column BA (AMOUNT) and Column BB (TAXES) BOTH values will be convert based on selected Currency in (Column L). 2. If you choose "Partial Conversion" then Column BA (AMOUNT) only will be converted based on selected currency (Column L) and Column BB (TAXES) value (INR) will be added to the converted values.
Note on K406: gepadmin: 1. If you choose "Full Conversion" then Column BA (AMOUNT) and Column BB (TAXES) BOTH values will be convert based on selected Currency in (Column L). 2. If you choose "Partial Conversion" then Column BA (AMOUNT) only will be converted based on selected currency (Column L) and Column BB (TAXES) value (INR) will be added to the converted values.
Note on K408: gepadmin: 1. If you choose "Full Conversion" then Column BA (AMOUNT) and Column BB (TAXES) BOTH values will be convert based on selected Currency in (Column L). 2. If you choose "Partial Conversion" then Column BA (AMOUNT) only will be converted based on selected currency (Column L) and Column BB (TAXES) value (INR) will be added to the converted values.
Note on K409: gepadmin: 1. If you choose "Full Conversion" then Column BA (AMOUNT) and Column BB (TAXES) BOTH values will be convert based on selected Currency in (Column L). 2. If you choose "Partial Conversion" then Column BA (AMOUNT) only will be converted based on selected currency (Column L) and Column BB (TAXES) value (INR) will be added to the converted values.
Note on K410: gepadmin: 1. If you choose "Full Conversion" then Column BA (AMOUNT) and Column BB (TAXES) BOTH values will be convert based on selected Currency in (Column L). 2. If you choose "Partial Conversion" then Column BA (AMOUNT) only will be converted based on selected currency (Column L) and Column BB (TAXES) value (INR) will be added to the converted values.
Note on K412: gepadmin: 1. If you choose "Full Conversion" then Column BA (AMOUNT) and Column BB (TAXES) BOTH values will be convert based on selected Currency in (Column L). 2. If you choose "Partial Conversion" then Column BA (AMOUNT) only will be converted based on selected currency (Column L) and Column BB (TAXES) value (INR) will be added to the converted values.
Note on K414: gepadmin: 1. If you choose "Full Conversion" then Column BA (AMOUNT) and Column BB (TAXES) BOTH values will be convert based on selected Currency in (Column L). 2. If you choose "Partial Conversion" then Column BA (AMOUNT) only will be converted based on selected currency (Column L) and Column BB (TAXES) value (INR) will be added to the converted values.
Note on K416: gepadmin: 1. If you choose "Full Conversion" then Column BA (AMOUNT) and Column BB (TAXES) BOTH values will be convert based on selected Currency in (Column L). 2. If you choose "Partial Conversion" then Column BA (AMOUNT) only will be converted based on selected currency (Column L) and Column BB (TAXES) value (INR) will be added to the converted values.
Note on K417: gepadmin: 1. If you choose "Full Conversion" then Column BA (AMOUNT) and Column BB (TAXES) BOTH values will be convert based on selected Currency in (Column L). 2. If you choose "Partial Conversion" then Column BA (AMOUNT) only will be converted based on selected currency (Column L) and Column BB (TAXES) value (INR) will be added to the converted values.
Note on K419: gepadmin: 1. If you choose "Full Conversion" then Column BA (AMOUNT) and Column BB (TAXES) BOTH values will be convert based on selected Currency in (Column L). 2. If you choose "Partial Conversion" then Column BA (AMOUNT) only will be converted based on selected currency (Column L) and Column BB (TAXES) value (INR) will be added to the converted values.
Note on K420: gepadmin: 1. If you choose "Full Conversion" then Column BA (AMOUNT) and Column BB (TAXES) BOTH values will be convert based on selected Currency in (Column L). 2. If you choose "Partial Conversion" then Column BA (AMOUNT) only will be converted based on selected currency (Column L) and Column BB (TAXES) value (INR) will be added to the converted values.
Note on K422: gepadmin: 1. If you choose "Full Conversion" then Column BA (AMOUNT) and Column BB (TAXES) BOTH values will be convert based on selected Currency in (Column L). 2. If you choose "Partial Conversion" then Column BA (AMOUNT) only will be converted based on selected currency (Column L) and Column BB (TAXES) value (INR) will be added to the converted values.
Note on K423: gepadmin: 1. If you choose "Full Conversion" then Column BA (AMOUNT) and Column BB (TAXES) BOTH values will be convert based on selected Currency in (Column L). 2. If you choose "Partial Conversion" then Column BA (AMOUNT) only will be converted based on selected currency (Column L) and Column BB (TAXES) value (INR) will be added to the converted values.
Note on K424: gepadmin: 1. If you choose "Full Conversion" then Column BA (AMOUNT) and Column BB (TAXES) BOTH values will be convert based on selected Currency in (Column L). 2. If you choose "Partial Conversion" then Column BA (AMOUNT) only will be converted based on selected currency (Column L) and Column BB (TAXES) value (INR) will be added to the converted values.
Note on K425: gepadmin: 1. If you choose "Full Conversion" then Column BA (AMOUNT) and Column BB (TAXES) BOTH values will be convert based on selected Currency in (Column L). 2. If you choose "Partial Conversion" then Column BA (AMOUNT) only will be converted based on selected currency (Column L) and Column BB (TAXES) value (INR) will be added to the converted values.
Note on K426: gepadmin: 1. If you choose "Full Conversion" then Column BA (AMOUNT) and Column BB (TAXES) BOTH values will be convert based on selected Currency in (Column L). 2. If you choose "Partial Conversion" then Column BA (AMOUNT) only will be converted based on selected currency (Column L) and Column BB (TAXES) value (INR) will be added to the converted values.
Note on K427: gepadmin: 1. If you choose "Full Conversion" then Column BA (AMOUNT) and Column BB (TAXES) BOTH values will be convert based on selected Currency in (Column L). 2. If you choose "Partial Conversion" then Column BA (AMOUNT) only will be converted based on selected currency (Column L) and Column BB (TAXES) value (INR) will be added to the converted values.
Note on K429: gepadmin: 1. If you choose "Full Conversion" then Column BA (AMOUNT) and Column BB (TAXES) BOTH values will be convert based on selected Currency in (Column L). 2. If you choose "Partial Conversion" then Column BA (AMOUNT) only will be converted based on selected currency (Column L) and Column BB (TAXES) value (INR) will be added to the converted values.
Note on K430: gepadmin: 1. If you choose "Full Conversion" then Column BA (AMOUNT) and Column BB (TAXES) BOTH values will be convert based on selected Currency in (Column L). 2. If you choose "Partial Conversion" then Column BA (AMOUNT) only will be converted based on selected currency (Column L) and Column BB (TAXES) value (INR) will be added to the converted values.
Note on K432: gepadmin: 1. If you choose "Full Conversion" then Column BA (AMOUNT) and Column BB (TAXES) BOTH values will be convert based on selected Currency in (Column L). 2. If you choose "Partial Conversion" then Column BA (AMOUNT) only will be converted based on selected currency (Column L) and Column BB (TAXES) value (INR) will be added to the converted values.
Note on K433: gepadmin: 1. If you choose "Full Conversion" then Column BA (AMOUNT) and Column BB (TAXES) BOTH values will be convert based on selected Currency in (Column L). 2. If you choose "Partial Conversion" then Column BA (AMOUNT) only will be converted based on selected currency (Column L) and Column BB (TAXES) value (INR) will be added to the converted values.
Note on K435: gepadmin: 1. If you choose "Full Conversion" then Column BA (AMOUNT) and Column BB (TAXES) BOTH values will be convert based on selected Currency in (Column L). 2. If you choose "Partial Conversion" then Column BA (AMOUNT) only will be converted based on selected currency (Column L) and Column BB (TAXES) value (INR) will be added to the converted values.
Note on K436: gepadmin: 1. If you choose "Full Conversion" then Column BA (AMOUNT) and Column BB (TAXES) BOTH values will be convert based on selected Currency in (Column L). 2. If you choose "Partial Conversion" then Column BA (AMOUNT) only will be converted based on selected currency (Column L) and Column BB (TAXES) value (INR) will be added to the converted values.
Note on K437: gepadmin: 1. If you choose "Full Conversion" then Column BA (AMOUNT) and Column BB (TAXES) BOTH values will be convert based on selected Currency in (Column L). 2. If you choose "Partial Conversion" then Column BA (AMOUNT) only will be converted based on selected currency (Column L) and Column BB (TAXES) value (INR) will be added to the converted values.
Note on K439: gepadmin: 1. If you choose "Full Conversion" then Column BA (AMOUNT) and Column BB (TAXES) BOTH values will be convert based on selected Currency in (Column L). 2. If you choose "Partial Conversion" then Column BA (AMOUNT) only will be converted based on selected currency (Column L) and Column BB (TAXES) value (INR) will be added to the converted values.
Note on K440: gepadmin: 1. If you choose "Full Conversion" then Column BA (AMOUNT) and Column BB (TAXES) BOTH values will be convert based on selected Currency in (Column L). 2. If you choose "Partial Conversion" then Column BA (AMOUNT) only will be converted based on selected currency (Column L) and Column BB (TAXES) value (INR) will be added to the converted values.
Note on K441: gepadmin: 1. If you choose "Full Conversion" then Column BA (AMOUNT) and Column BB (TAXES) BOTH values will be convert based on selected Currency in (Column L). 2. If you choose "Partial Conversion" then Column BA (AMOUNT) only will be converted based on selected currency (Column L) and Column BB (TAXES) value (INR) will be added to the converted values.
Note on K442: gepadmin: 1. If you choose "Full Conversion" then Column BA (AMOUNT) and Column BB (TAXES) BOTH values will be convert based on selected Currency in (Column L). 2. If you choose "Partial Conversion" then Column BA (AMOUNT) only will be converted based on selected currency (Column L) and Column BB (TAXES) value (INR) will be added to the converted values.
Note on K443: gepadmin: 1. If you choose "Full Conversion" then Column BA (AMOUNT) and Column BB (TAXES) BOTH values will be convert based on selected Currency in (Column L). 2. If you choose "Partial Conversion" then Column BA (AMOUNT) only will be converted based on selected currency (Column L) and Column BB (TAXES) value (INR) will be added to the converted values.
Note on K444: gepadmin: 1. If you choose "Full Conversion" then Column BA (AMOUNT) and Column BB (TAXES) BOTH values will be convert based on selected Currency in (Column L). 2. If you choose "Partial Conversion" then Column BA (AMOUNT) only will be converted based on selected currency (Column L) and Column BB (TAXES) value (INR) will be added to the converted values.
Note on K447: gepadmin: 1. If you choose "Full Conversion" then Column BA (AMOUNT) and Column BB (TAXES) BOTH values will be convert based on selected Currency in (Column L). 2. If you choose "Partial Conversion" then Column BA (AMOUNT) only will be converted based on selected currency (Column L) and Column BB (TAXES) value (INR) will be added to the converted values.
Note on K448: gepadmin: 1. If you choose "Full Conversion" then Column BA (AMOUNT) and Column BB (TAXES) BOTH values will be convert based on selected Currency in (Column L). 2. If you choose "Partial Conversion" then Column BA (AMOUNT) only will be converted based on selected currency (Column L) and Column BB (TAXES) value (INR) will be added to the converted values.
Note on K449: gepadmin: 1. If you choose "Full Conversion" then Column BA (AMOUNT) and Column BB (TAXES) BOTH values will be convert based on selected Currency in (Column L). 2. If you choose "Partial Conversion" then Column BA (AMOUNT) only will be converted based on selected currency (Column L) and Column BB (TAXES) value (INR) will be added to the converted values.
Note on K451: gepadmin: 1. If you choose "Full Conversion" then Column BA (AMOUNT) and Column BB (TAXES) BOTH values will be convert based on selected Currency in (Column L). 2. If you choose "Partial Conversion" then Column BA (AMOUNT) only will be converted based on selected currency (Column L) and Column BB (TAXES) value (INR) will be added to the converted values.
Note on K452: gepadmin: 1. If you choose "Full Conversion" then Column BA (AMOUNT) and Column BB (TAXES) BOTH values will be convert based on selected Currency in (Column L). 2. If you choose "Partial Conversion" then Column BA (AMOUNT) only will be converted based on selected currency (Column L) and Column BB (TAXES) value (INR) will be added to the converted values.
Note on K454: gepadmin: 1. If you choose "Full Conversion" then Column BA (AMOUNT) and Column BB (TAXES) BOTH values will be convert based on selected Currency in (Column L). 2. If you choose "Partial Conversion" then Column BA (AMOUNT) only will be converted based on selected currency (Column L) and Column BB (TAXES) value (INR) will be added to the converted values.
Note on K455: gepadmin: 1. If you choose "Full Conversion" then Column BA (AMOUNT) and Column BB (TAXES) BOTH values will be convert based on selected Currency in (Column L). 2. If you choose "Partial Conversion" then Column BA (AMOUNT) only will be converted based on selected currency (Column L) and Column BB (TAXES) value (INR) will be added to the converted values.
Note on K456: gepadmin: 1. If you choose "Full Conversion" then Column BA (AMOUNT) and Column BB (TAXES) BOTH values will be convert based on selected Currency in (Column L). 2. If you choose "Partial Conversion" then Column BA (AMOUNT) only will be converted based on selected currency (Column L) and Column BB (TAXES) value (INR) will be added to the converted values.
Note on K458: gepadmin: 1. If you choose "Full Conversion" then Column BA (AMOUNT) and Column BB (TAXES) BOTH values will be convert based on selected Currency in (Column L). 2. If you choose "Partial Conversion" then Column BA (AMOUNT) only will be converted based on selected currency (Column L) and Column BB (TAXES) value (INR) will be added to the converted values.
Note on K459: gepadmin: 1. If you choose "Full Conversion" then Column BA (AMOUNT) and Column BB (TAXES) BOTH values will be convert based on selected Currency in (Column L). 2. If you choose "Partial Conversion" then Column BA (AMOUNT) only will be converted based on selected currency (Column L) and Column BB (TAXES) value (INR) will be added to the converted values.
Note on K460: gepadmin: 1. If you choose "Full Conversion" then Column BA (AMOUNT) and Column BB (TAXES) BOTH values will be convert based on selected Currency in (Column L). 2. If you choose "Partial Conversion" then Column BA (AMOUNT) only will be converted based on selected currency (Column L) and Column BB (TAXES) value (INR) will be added to the converted values.
Note on K461: gepadmin: 1. If you choose "Full Conversion" then Column BA (AMOUNT) and Column BB (TAXES) BOTH values will be convert based on selected Currency in (Column L). 2. If you choose "Partial Conversion" then Column BA (AMOUNT) only will be converted based on selected currency (Column L) and Column BB (TAXES) value (INR) will be added to the converted values.
Note on K462: gepadmin: 1. If you choose "Full Conversion" then Column BA (AMOUNT) and Column BB (TAXES) BOTH values will be convert based on selected Currency in (Column L). 2. If you choose "Partial Conversion" then Column BA (AMOUNT) only will be converted based on selected currency (Column L) and Column BB (TAXES) value (INR) will be added to the converted values.
Note on K465: gepadmin: 1. If you choose "Full Conversion" then Column BA (AMOUNT) and Column BB (TAXES) BOTH values will be convert based on selected Currency in (Column L). 2. If you choose "Partial Conversion" then Column BA (AMOUNT) only will be converted based on selected currency (Column L) and Column BB (TAXES) value (INR) will be added to the converted values.
Note on K467: gepadmin: 1. If you choose "Full Conversion" then Column BA (AMOUNT) and Column BB (TAXES) BOTH values will be convert based on selected Currency in (Column L). 2. If you choose "Partial Conversion" then Column BA (AMOUNT) only will be converted based on selected currency (Column L) and Column BB (TAXES) value (INR) will be added to the converted values.
Note on K469: gepadmin: 1. If you choose "Full Conversion" then Column BA (AMOUNT) and Column BB (TAXES) BOTH values will be convert based on selected Currency in (Column L). 2. If you choose "Partial Conversion" then Column BA (AMOUNT) only will be converted based on selected currency (Column L) and Column BB (TAXES) value (INR) will be added to the converted values.
Note on K471: gepadmin: 1. If you choose "Full Conversion" then Column BA (AMOUNT) and Column BB (TAXES) BOTH values will be convert based on selected Currency in (Column L). 2. If you choose "Partial Conversion" then Column BA (AMOUNT) only will be converted based on selected currency (Column L) and Column BB (TAXES) value (INR) will be added to the converted values.
Note on K472: gepadmin: 1. If you choose "Full Conversion" then Column BA (AMOUNT) and Column BB (TAXES) BOTH values will be convert based on selected Currency in (Column L). 2. If you choose "Partial Conversion" then Column BA (AMOUNT) only will be converted based on selected currency (Column L) and Column BB (TAXES) value (INR) will be added to the converted values.
Note on K475: gepadmin: 1. If you choose "Full Conversion" then Column BA (AMOUNT) and Column BB (TAXES) BOTH values will be convert based on selected Currency in (Column L). 2. If you choose "Partial Conversion" then Column BA (AMOUNT) only will be converted based on selected currency (Column L) and Column BB (TAXES) value (INR) will be added to the converted values.
Note on K477: gepadmin: 1. If you choose "Full Conversion" then Column BA (AMOUNT) and Column BB (TAXES) BOTH values will be convert based on selected Currency in (Column L). 2. If you choose "Partial Conversion" then Column BA (AMOUNT) only will be converted based on selected currency (Column L) and Column BB (TAXES) value (INR) will be added to the converted values.
Note on K478: gepadmin: 1. If you choose "Full Conversion" then Column BA (AMOUNT) and Column BB (TAXES) BOTH values will be convert based on selected Currency in (Column L). 2. If you choose "Partial Conversion" then Column BA (AMOUNT) only will be converted based on selected currency (Column L) and Column BB (TAXES) value (INR) will be added to the converted values.
Note on K480: gepadmin: 1. If you choose "Full Conversion" then Column BA (AMOUNT) and Column BB (TAXES) BOTH values will be convert based on selected Currency in (Column L). 2. If you choose "Partial Conversion" then Column BA (AMOUNT) only will be converted based on selected currency (Column L) and Column BB (TAXES) value (INR) will be added to the converted values.
Note on K481: gepadmin: 1. If you choose "Full Conversion" then Column BA (AMOUNT) and Column BB (TAXES) BOTH values will be convert based on selected Currency in (Column L). 2. If you choose "Partial Conversion" then Column BA (AMOUNT) only will be converted based on selected currency (Column L) and Column BB (TAXES) value (INR) will be added to the converted values.
Note on K483: gepadmin: 1. If you choose "Full Conversion" then Column BA (AMOUNT) and Column BB (TAXES) BOTH values will be convert based on selected Currency in (Column L). 2. If you choose "Partial Conversion" then Column BA (AMOUNT) only will be converted based on selected currency (Column L) and Column BB (TAXES) value (INR) will be added to the converted values.
Note on K484: gepadmin: 1. If you choose "Full Conversion" then Column BA (AMOUNT) and Column BB (TAXES) BOTH values will be convert based on selected Currency in (Column L). 2. If you choose "Partial Conversion" then Column BA (AMOUNT) only will be converted based on selected currency (Column L) and Column BB (TAXES) value (INR) will be added to the converted values.
Note on K486: gepadmin: 1. If you choose "Full Conversion" then Column BA (AMOUNT) and Column BB (TAXES) BOTH values will be convert based on selected Currency in (Column L). 2. If you choose "Partial Conversion" then Column BA (AMOUNT) only will be converted based on selected currency (Column L) and Column BB (TAXES) value (INR) will be added to the converted values.
Note on K488: gepadmin: 1. If you choose "Full Conversion" then Column BA (AMOUNT) and Column BB (TAXES) BOTH values will be convert based on selected Currency in (Column L). 2. If you choose "Partial Conversion" then Column BA (AMOUNT) only will be converted based on selected currency (Column L) and Column BB (TAXES) value (INR) will be added to the converted values.
Note on K490: gepadmin: 1. If you choose "Full Conversion" then Column BA (AMOUNT) and Column BB (TAXES) BOTH values will be convert based on selected Currency in (Column L). 2. If you choose "Partial Conversion" then Column BA (AMOUNT) only will be converted based on selected currency (Column L) and Column BB (TAXES) value (INR) will be added to the converted values.
Note on K491: gepadmin: 1. If you choose "Full Conversion" then Column BA (AMOUNT) and Column BB (TAXES) BOTH values will be convert based on selected Currency in (Column L). 2. If you choose "Partial Conversion" then Column BA (AMOUNT) only will be converted based on selected currency (Column L) and Column BB (TAXES) value (INR) will be added to the converted values.
Note on K494: gepadmin: 1. If you choose "Full Conversion" then Column BA (AMOUNT) and Column BB (TAXES) BOTH values will be convert based on selected Currency in (Column L). 2. If you choose "Partial Conversion" then Column BA (AMOUNT) only will be converted based on selected currency (Column L) and Column BB (TAXES) value (INR) will be added to the converted values.
Note on K495: gepadmin: 1. If you choose "Full Conversion" then Column BA (AMOUNT) and Column BB (TAXES) BOTH values will be convert based on selected Currency in (Column L). 2. If you choose "Partial Conversion" then Column BA (AMOUNT) only will be converted based on selected currency (Column L) and Column BB (TAXES) value (INR) will be added to the converted values.
Note on K497: gepadmin: 1. If you choose "Full Conversion" then Column BA (AMOUNT) and Column BB (TAXES) BOTH values will be convert based on selected Currency in (Column L). 2. If you choose "Partial Conversion" then Column BA (AMOUNT) only will be converted based on selected currency (Column L) and Column BB (TAXES) value (INR) will be added to the converted values.
Note on K498: gepadmin: 1. If you choose "Full Conversion" then Column BA (AMOUNT) and Column BB (TAXES) BOTH values will be convert based on selected Currency in (Column L). 2. If you choose "Partial Conversion" then Column BA (AMOUNT) only will be converted based on selected currency (Column L) and Column BB (TAXES) value (INR) will be added to the converted values.
Note on K499: gepadmin: 1. If you choose "Full Conversion" then Column BA (AMOUNT) and Column BB (TAXES) BOTH values will be convert based on selected Currency in (Column L). 2. If you choose "Partial Conversion" then Column BA (AMOUNT) only will be converted based on selected currency (Column L) and Column BB (TAXES) value (INR) will be added to the converted values.
Note on K500: gepadmin: 1. If you choose "Full Conversion" then Column BA (AMOUNT) and Column BB (TAXES) BOTH values will be convert based on selected Currency in (Column L). 2. If you choose "Partial Conversion" then Column BA (AMOUNT) only will be converted based on selected currency (Column L) and Column BB (TAXES) value (INR) will be added to the converted values.
Note on K502: gepadmin: 1. If you choose "Full Conversion" then Column BA (AMOUNT) and Column BB (TAXES) BOTH values will be convert based on selected Currency in (Column L). 2. If you choose "Partial Conversion" then Column BA (AMOUNT) only will be converted based on selected currency (Column L) and Column BB (TAXES) value (INR) will be added to the converted values.
Note on K503: gepadmin: 1. If you choose "Full Conversion" then Column BA (AMOUNT) and Column BB (TAXES) BOTH values will be convert based on selected Currency in (Column L). 2. If you choose "Partial Conversion" then Column BA (AMOUNT) only will be converted based on selected currency (Column L) and Column BB (TAXES) value (INR) will be added to the converted values.
Note on K505: gepadmin: 1. If you choose "Full Conversion" then Column BA (AMOUNT) and Column BB (TAXES) BOTH values will be convert based on selected Currency in (Column L). 2. If you choose "Partial Conversion" then Column BA (AMOUNT) only will be converted based on selected currency (Column L) and Column BB (TAXES) value (INR) will be added to the converted values.
Note on K508: gepadmin: 1. If you choose "Full Conversion" then Column BA (AMOUNT) and Column BB (TAXES) BOTH values will be convert based on selected Currency in (Column L). 2. If you choose "Partial Conversion" then Column BA (AMOUNT) only will be converted based on selected currency (Column L) and Column BB (TAXES) value (INR) will be added to the converted values.
Note on K510: gepadmin: 1. If you choose "Full Conversion" then Column BA (AMOUNT) and Column BB (TAXES) BOTH values will be convert based on selected Currency in (Column L). 2. If you choose "Partial Conversion" then Column BA (AMOUNT) only will be converted based on selected currency (Column L) and Column BB (TAXES) value (INR) will be added to the converted values.
Note on K512: gepadmin: 1. If you choose "Full Conversion" then Column BA (AMOUNT) and Column BB (TAXES) BOTH values will be convert based on selected Currency in (Column L). 2. If you choose "Partial Conversion" then Column BA (AMOUNT) only will be converted based on selected currency (Column L) and Column BB (TAXES) value (INR) will be added to the converted values.
Note on K513: gepadmin: 1. If you choose "Full Conversion" then Column BA (AMOUNT) and Column BB (TAXES) BOTH values will be convert based on selected Currency in (Column L). 2. If you choose "Partial Conversion" then Column BA (AMOUNT) only will be converted based on selected currency (Column L) and Column BB (TAXES) value (INR) will be added to the converted values.
Note on K515: gepadmin: 1. If you choose "Full Conversion" then Column BA (AMOUNT) and Column BB (TAXES) BOTH values will be convert based on selected Currency in (Column L). 2. If you choose "Partial Conversion" then Column BA (AMOUNT) only will be converted based on selected currency (Column L) and Column BB (TAXES) value (INR) will be added to the converted values.
Note on K516: gepadmin: 1. If you choose "Full Conversion" then Column BA (AMOUNT) and Column BB (TAXES) BOTH values will be convert based on selected Currency in (Column L). 2. If you choose "Partial Conversion" then Column BA (AMOUNT) only will be converted based on selected currency (Column L) and Column BB (TAXES) value (INR) will be added to the converted values.
Note on K519: gepadmin: 1. If you choose "Full Conversion" then Column BA (AMOUNT) and Column BB (TAXES) BOTH values will be convert based on selected Currency in (Column L). 2. If you choose "Partial Conversion" then Column BA (AMOUNT) only will be converted based on selected currency (Column L) and Column BB (TAXES) value (INR) will be added to the converted values.
Note on K521: gepadmin: 1. If you choose "Full Conversion" then Column BA (AMOUNT) and Column BB (TAXES) BOTH values will be convert based on selected Currency in (Column L). 2. If you choose "Partial Conversion" then Column BA (AMOUNT) only will be converted based on selected currency (Column L) and Column BB (TAXES) value (INR) will be added to the converted values.
Note on K524: gepadmin: 1. If you choose "Full Conversion" then Column BA (AMOUNT) and Column BB (TAXES) BOTH values will be convert based on selected Currency in (Column L). 2. If you choose "Partial Conversion" then Column BA (AMOUNT) only will be converted based on selected currency (Column L) and Column BB (TAXES) value (INR) will be added to the converted values.
Note on K526: gepadmin: 1. If you choose "Full Conversion" then Column BA (AMOUNT) and Column BB (TAXES) BOTH values will be convert based on selected Currency in (Column L). 2. If you choose "Partial Conversion" then Column BA (AMOUNT) only will be converted based on selected currency (Column L) and Column BB (TAXES) value (INR) will be added to the converted values.
Note on K529: gepadmin: 1. If you choose "Full Conversion" then Column BA (AMOUNT) and Column BB (TAXES) BOTH values will be convert based on selected Currency in (Column L). 2. If you choose "Partial Conversion" then Column BA (AMOUNT) only will be converted based on selected currency (Column L) and Column BB (TAXES) value (INR) will be added to the converted values.
Note on K531: gepadmin: 1. If you choose "Full Conversion" then Column BA (AMOUNT) and Column BB (TAXES) BOTH values will be convert based on selected Currency in (Column L). 2. If you choose "Partial Conversion" then Column BA (AMOUNT) only will be converted based on selected currency (Column L) and Column BB (TAXES) value (INR) will be added to the converted values.
Note on K534: gepadmin: 1. If you choose "Full Conversion" then Column BA (AMOUNT) and Column BB (TAXES) BOTH values will be convert based on selected Currency in (Column L). 2. If you choose "Partial Conversion" then Column BA (AMOUNT) only will be converted based on selected currency (Column L) and Column BB (TAXES) value (INR) will be added to the converted values.
Note on K536: gepadmin: 1. If you choose "Full Conversion" then Column BA (AMOUNT) and Column BB (TAXES) BOTH values will be convert based on selected Currency in (Column L). 2. If you choose "Partial Conversion" then Column BA (AMOUNT) only will be converted based on selected currency (Column L) and Column BB (TAXES) value (INR) will be added to the converted values.
Note on K537: gepadmin: 1. If you choose "Full Conversion" then Column BA (AMOUNT) and Column BB (TAXES) BOTH values will be convert based on selected Currency in (Column L). 2. If you choose "Partial Conversion" then Column BA (AMOUNT) only will be converted based on selected currency (Column L) and Column BB (TAXES) value (INR) will be added to the converted values.
Note on K540: gepadmin: 1. If you choose "Full Conversion" then Column BA (AMOUNT) and Column BB (TAXES) BOTH values will be convert based on selected Currency in (Column L). 2. If you choose "Partial Conversion" then Column BA (AMOUNT) only will be converted based on selected currency (Column L) and Column BB (TAXES) value (INR) will be added to the converted values.
Note on K542: gepadmin: 1. If you choose "Full Conversion" then Column BA (AMOUNT) and Column BB (TAXES) BOTH values will be convert based on selected Currency in (Column L). 2. If you choose "Partial Conversion" then Column BA (AMOUNT) only will be converted based on selected currency (Column L) and Column BB (TAXES) value (INR) will be added to the converted values.
Note on K545: gepadmin: 1. If you choose "Full Conversion" then Column BA (AMOUNT) and Column BB (TAXES) BOTH values will be convert based on selected Currency in (Column L). 2. If you choose "Partial Conversion" then Column BA (AMOUNT) only will be converted based on selected currency (Column L) and Column BB (TAXES) value (INR) will be added to the converted values.
Note on K547: gepadmin: 1. If you choose "Full Conversion" then Column BA (AMOUNT) and Column BB (TAXES) BOTH values will be convert based on selected Currency in (Column L). 2. If you choose "Partial Conversion" then Column BA (AMOUNT) only will be converted based on selected currency (Column L) and Column BB (TAXES) value (INR) will be added to the converted values.
Note on K550: gepadmin: 1. If you choose "Full Conversion" then Column BA (AMOUNT) and Column BB (TAXES) BOTH values will be convert based on selected Currency in (Column L). 2. If you choose "Partial Conversion" then Column BA (AMOUNT) only will be converted based on selected currency (Column L) and Column BB (TAXES) value (INR) will be added to the converted values.
Note on K552: gepadmin: 1. If you choose "Full Conversion" then Column BA (AMOUNT) and Column BB (TAXES) BOTH values will be convert based on selected Currency in (Column L). 2. If you choose "Partial Conversion" then Column BA (AMOUNT) only will be converted based on selected currency (Column L) and Column BB (TAXES) value (INR) will be added to the converted values.
Note on K555: gepadmin: 1. If you choose "Full Conversion" then Column BA (AMOUNT) and Column BB (TAXES) BOTH values will be convert based on selected Currency in (Column L). 2. If you choose "Partial Conversion" then Column BA (AMOUNT) only will be converted based on selected currency (Column L) and Column BB (TAXES) value (INR) will be added to the converted values.
Note on K558: gepadmin: 1. If you choose "Full Conversion" then Column BA (AMOUNT) and Column BB (TAXES) BOTH values will be convert based on selected Currency in (Column L). 2. If you choose "Partial Conversion" then Column BA (AMOUNT) only will be converted based on selected currency (Column L) and Column BB (TAXES) value (INR) will be added to the converted values.
Note on K561: gepadmin: 1. If you choose "Full Conversion" then Column BA (AMOUNT) and Column BB (TAXES) BOTH values will be convert based on selected Currency in (Column L). 2. If you choose "Partial Conversion" then Column BA (AMOUNT) only will be converted based on selected currency (Column L) and Column BB (TAXES) value (INR) will be added to the converted values.
Note on K563: gepadmin: 1. If you choose "Full Conversion" then Column BA (AMOUNT) and Column BB (TAXES) BOTH values will be convert based on selected Currency in (Column L). 2. If you choose "Partial Conversion" then Column BA (AMOUNT) only will be converted based on selected currency (Column L) and Column BB (TAXES) value (INR) will be added to the converted values.
Note on K566: gepadmin: 1. If you choose "Full Conversion" then Column BA (AMOUNT) and Column BB (TAXES) BOTH values will be convert based on selected Currency in (Column L). 2. If you choose "Partial Conversion" then Column BA (AMOUNT) only will be converted based on selected currency (Column L) and Column BB (TAXES) value (INR) will be added to the converted values.
Note on K568: gepadmin: 1. If you choose "Full Conversion" then Column BA (AMOUNT) and Column BB (TAXES) BOTH values will be convert based on selected Currency in (Column L). 2. If you choose "Partial Conversion" then Column BA (AMOUNT) only will be converted based on selected currency (Column L) and Column BB (TAXES) value (INR) will be added to the converted values.
Note on K570: gepadmin: 1. If you choose "Full Conversion" then Column BA (AMOUNT) and Column BB (TAXES) BOTH values will be convert based on selected Currency in (Column L). 2. If you choose "Partial Conversion" then Column BA (AMOUNT) only will be converted based on selected currency (Column L) and Column BB (TAXES) value (INR) will be added to the converted values.
Note on K571: gepadmin: 1. If you choose "Full Conversion" then Column BA (AMOUNT) and Column BB (TAXES) BOTH values will be convert based on selected Currency in (Column L). 2. If you choose "Partial Conversion" then Column BA (AMOUNT) only will be converted based on selected currency (Column L) and Column BB (TAXES) value (INR) will be added to the converted values.
Note on K573: gepadmin: 1. If you choose "Full Conversion" then Column BA (AMOUNT) and Column BB (TAXES) BOTH values will be convert based on selected Currency in (Column L). 2. If you choose "Partial Conversion" then Column BA (AMOUNT) only will be converted based on selected currency (Column L) and Column BB (TAXES) value (INR) will be added to the converted values.
Note on K574: gepadmin: 1. If you choose "Full Conversion" then Column BA (AMOUNT) and Column BB (TAXES) BOTH values will be convert based on selected Currency in (Column L). 2. If you choose "Partial Conversion" then Column BA (AMOUNT) only will be converted based on selected currency (Column L) and Column BB (TAXES) value (INR) will be added to the converted values.
Note on K577: gepadmin: 1. If you choose "Full Conversion" then Column BA (AMOUNT) and Column BB (TAXES) BOTH values will be convert based on selected Currency in (Column L). 2. If you choose "Partial Conversion" then Column BA (AMOUNT) only will be converted based on selected currency (Column L) and Column BB (TAXES) value (INR) will be added to the converted values.
Note on K579: gepadmin: 1. If you choose "Full Conversion" then Column BA (AMOUNT) and Column BB (TAXES) BOTH values will be convert based on selected Currency in (Column L). 2. If you choose "Partial Conversion" then Column BA (AMOUNT) only will be converted based on selected currency (Column L) and Column BB (TAXES) value (INR) will be added to the converted values.
Note on K581: gepadmin: 1. If you choose "Full Conversion" then Column BA (AMOUNT) and Column BB (TAXES) BOTH values will be convert based on selected Currency in (Column L). 2. If you choose "Partial Conversion" then Column BA (AMOUNT) only will be converted based on selected currency (Column L) and Column BB (TAXES) value (INR) will be added to the converted values.
Note on K582: gepadmin: 1. If you choose "Full Conversion" then Column BA (AMOUNT) and Column BB (TAXES) BOTH values will be convert based on selected Currency in (Column L). 2. If you choose "Partial Conversion" then Column BA (AMOUNT) only will be converted based on selected currency (Column L) and Column BB (TAXES) value (INR) will be added to the converted values.
Note on K583: gepadmin: 1. If you choose "Full Conversion" then Column BA (AMOUNT) and Column BB (TAXES) BOTH values will be convert based on selected Currency in (Column L). 2. If you choose "Partial Conversion" then Column BA (AMOUNT) only will be converted based on selected currency (Column L) and Column BB (TAXES) value (INR) will be added to the converted values.
Note on K584: gepadmin: 1. If you choose "Full Conversion" then Column BA (AMOUNT) and Column BB (TAXES) BOTH values will be convert based on selected Currency in (Column L). 2. If you choose "Partial Conversion" then Column BA (AMOUNT) only will be converted based on selected currency (Column L) and Column BB (TAXES) value (INR) will be added to the converted values.
Note on K586: gepadmin: 1. If you choose "Full Conversion" then Column BA (AMOUNT) and Column BB (TAXES) BOTH values will be convert based on selected Currency in (Column L). 2. If you choose "Partial Conversion" then Column BA (AMOUNT) only will be converted based on selected currency (Column L) and Column BB (TAXES) value (INR) will be added to the converted values.
Note on K587: gepadmin: 1. If you choose "Full Conversion" then Column BA (AMOUNT) and Column BB (TAXES) BOTH values will be convert based on selected Currency in (Column L). 2. If you choose "Partial Conversion" then Column BA (AMOUNT) only will be converted based on selected currency (Column L) and Column BB (TAXES) value (INR) will be added to the converted values.
Note on K589: gepadmin: 1. If you choose "Full Conversion" then Column BA (AMOUNT) and Column BB (TAXES) BOTH values will be convert based on selected Currency in (Column L). 2. If you choose "Partial Conversion" then Column BA (AMOUNT) only will be converted based on selected currency (Column L) and Column BB (TAXES) value (INR) will be added to the converted values.
Note on K590: gepadmin: 1. If you choose "Full Conversion" then Column BA (AMOUNT) and Column BB (TAXES) BOTH values will be convert based on selected Currency in (Column L). 2. If you choose "Partial Conversion" then Column BA (AMOUNT) only will be converted based on selected currency (Column L) and Column BB (TAXES) value (INR) will be added to the converted values.
Note on K592: gepadmin: 1. If you choose "Full Conversion" then Column BA (AMOUNT) and Column BB (TAXES) BOTH values will be convert based on selected Currency in (Column L). 2. If you choose "Partial Conversion" then Column BA (AMOUNT) only will be converted based on selected currency (Column L) and Column BB (TAXES) value (INR) will be added to the converted values.
Note on K594: gepadmin: 1. If you choose "Full Conversion" then Column BA (AMOUNT) and Column BB (TAXES) BOTH values will be convert based on selected Currency in (Column L). 2. If you choose "Partial Conversion" then Column BA (AMOUNT) only will be converted based on selected currency (Column L) and Column BB (TAXES) value (INR) will be added to the converted values.
Note on K597: gepadmin: 1. If you choose "Full Conversion" then Column BA (AMOUNT) and Column BB (TAXES) BOTH values will be convert based on selected Currency in (Column L). 2. If you choose "Partial Conversion" then Column BA (AMOUNT) only will be converted based on selected currency (Column L) and Column BB (TAXES) value (INR) will be added to the converted values.
Note on K598: gepadmin: 1. If you choose "Full Conversion" then Column BA (AMOUNT) and Column BB (TAXES) BOTH values will be convert based on selected Currency in (Column L). 2. If you choose "Partial Conversion" then Column BA (AMOUNT) only will be converted based on selected currency (Column L) and Column BB (TAXES) value (INR) will be added to the converted values.
Note on K599: gepadmin: 1. If you choose "Full Conversion" then Column BA (AMOUNT) and Column BB (TAXES) BOTH values will be convert based on selected Currency in (Column L). 2. If you choose "Partial Conversion" then Column BA (AMOUNT) only will be converted based on selected currency (Column L) and Column BB (TAXES) value (INR) will be added to the converted values.
Note on K600: gepadmin: 1. If you choose "Full Conversion" then Column BA (AMOUNT) and Column BB (TAXES) BOTH values will be convert based on selected Currency in (Column L). 2. If you choose "Partial Conversion" then Column BA (AMOUNT) only will be converted based on selected currency (Column L) and Column BB (TAXES) value (INR) will be added to the converted values.
Note on K601: gepadmin: 1. If you choose "Full Conversion" then Column BA (AMOUNT) and Column BB (TAXES) BOTH values will be convert based on selected Currency in (Column L). 2. If you choose "Partial Conversion" then Column BA (AMOUNT) only will be converted based on selected currency (Column L) and Column BB (TAXES) value (INR) will be added to the converted values.
Note on K603: gepadmin: 1. If you choose "Full Conversion" then Column BA (AMOUNT) and Column BB (TAXES) BOTH values will be convert based on selected Currency in (Column L). 2. If you choose "Partial Conversion" then Column BA (AMOUNT) only will be converted based on selected currency (Column L) and Column BB (TAXES) value (INR) will be added to the converted values.
Note on K604: gepadmin: 1. If you choose "Full Conversion" then Column BA (AMOUNT) and Column BB (TAXES) BOTH values will be convert based on selected Currency in (Column L). 2. If you choose "Partial Conversion" then Column BA (AMOUNT) only will be converted based on selected currency (Column L) and Column BB (TAXES) value (INR) will be added to the converted values.
Note on K605: gepadmin: 1. If you choose "Full Conversion" then Column BA (AMOUNT) and Column BB (TAXES) BOTH values will be convert based on selected Currency in (Column L). 2. If you choose "Partial Conversion" then Column BA (AMOUNT) only will be converted based on selected currency (Column L) and Column BB (TAXES) value (INR) will be added to the converted values.
Note on K606: gepadmin: 1. If you choose "Full Conversion" then Column BA (AMOUNT) and Column BB (TAXES) BOTH values will be convert based on selected Currency in (Column L). 2. If you choose "Partial Conversion" then Column BA (AMOUNT) only will be converted based on selected currency (Column L) and Column BB (TAXES) value (INR) will be added to the converted values.
Note on K607: gepadmin: 1. If you choose "Full Conversion" then Column BA (AMOUNT) and Column BB (TAXES) BOTH values will be convert based on selected Currency in (Column L). 2. If you choose "Partial Conversion" then Column BA (AMOUNT) only will be converted based on selected currency (Column L) and Column BB (TAXES) value (INR) will be added to the converted values.
Note on K608: gepadmin: 1. If you choose "Full Conversion" then Column BA (AMOUNT) and Column BB (TAXES) BOTH values will be convert based on selected Currency in (Column L). 2. If you choose "Partial Conversion" then Column BA (AMOUNT) only will be converted based on selected currency (Column L) and Column BB (TAXES) value (INR) will be added to the converted values.
Note on K610: gepadmin: 1. If you choose "Full Conversion" then Column BA (AMOUNT) and Column BB (TAXES) BOTH values will be convert based on selected Currency in (Column L). 2. If you choose "Partial Conversion" then Column BA (AMOUNT) only will be converted based on selected currency (Column L) and Column BB (TAXES) value (INR) will be added to the converted values.
Note on K611: gepadmin: 1. If you choose "Full Conversion" then Column BA (AMOUNT) and Column BB (TAXES) BOTH values will be convert based on selected Currency in (Column L). 2. If you choose "Partial Conversion" then Column BA (AMOUNT) only will be converted based on selected currency (Column L) and Column BB (TAXES) value (INR) will be added to the converted values.
Note on K613: gepadmin: 1. If you choose "Full Conversion" then Column BA (AMOUNT) and Column BB (TAXES) BOTH values will be convert based on selected Currency in (Column L). 2. If you choose "Partial Conversion" then Column BA (AMOUNT) only will be converted based on selected currency (Column L) and Column BB (TAXES) value (INR) will be added to the converted values.
Note on K614: gepadmin: 1. If you choose "Full Conversion" then Column BA (AMOUNT) and Column BB (TAXES) BOTH values will be convert based on selected Currency in (Column L). 2. If you choose "Partial Conversion" then Column BA (AMOUNT) only will be converted based on selected currency (Column L) and Column BB (TAXES) value (INR) will be added to the converted values.
Note on K615: gepadmin: 1. If you choose "Full Conversion" then Column BA (AMOUNT) and Column BB (TAXES) BOTH values will be convert based on selected Currency in (Column L). 2. If you choose "Partial Conversion" then Column BA (AMOUNT) only will be converted based on selected currency (Column L) and Column BB (TAXES) value (INR) will be added to the converted values.
Note on K616: gepadmin: 1. If you choose "Full Conversion" then Column BA (AMOUNT) and Column BB (TAXES) BOTH values will be convert based on selected Currency in (Column L). 2. If you choose "Partial Conversion" then Column BA (AMOUNT) only will be converted based on selected currency (Column L) and Column BB (TAXES) value (INR) will be added to the converted values.
Note on K617: gepadmin: 1. If you choose "Full Conversion" then Column BA (AMOUNT) and Column BB (TAXES) BOTH values will be convert based on selected Currency in (Column L). 2. If you choose "Partial Conversion" then Column BA (AMOUNT) only will be converted based on selected currency (Column L) and Column BB (TAXES) value (INR) will be added to the converted values.
Note on K618: gepadmin: 1. If you choose "Full Conversion" then Column BA (AMOUNT) and Column BB (TAXES) BOTH values will be convert based on selected Currency in (Column L). 2. If you choose "Partial Conversion" then Column BA (AMOUNT) only will be converted based on selected currency (Column L) and Column BB (TAXES) value (INR) will be added to the converted values.
Note on K619: gepadmin: 1. If you choose "Full Conversion" then Column BA (AMOUNT) and Column BB (TAXES) BOTH values will be convert based on selected Currency in (Column L). 2. If you choose "Partial Conversion" then Column BA (AMOUNT) only will be converted based on selected currency (Column L) and Column BB (TAXES) value (INR) will be added to the converted values.
Note on K620: gepadmin: 1. If you choose "Full Conversion" then Column BA (AMOUNT) and Column BB (TAXES) BOTH values will be convert based on selected Currency in (Column L). 2. If you choose "Partial Conversion" then Column BA (AMOUNT) only will be converted based on selected currency (Column L) and Column BB (TAXES) value (INR) will be added to the converted values.
Note on K622: gepadmin: 1. If you choose "Full Conversion" then Column BA (AMOUNT) and Column BB (TAXES) BOTH values will be convert based on selected Currency in (Column L). 2. If you choose "Partial Conversion" then Column BA (AMOUNT) only will be converted based on selected currency (Column L) and Column BB (TAXES) value (INR) will be added to the converted values.
Note on K623: gepadmin: 1. If you choose "Full Conversion" then Column BA (AMOUNT) and Column BB (TAXES) BOTH values will be convert based on selected Currency in (Column L). 2. If you choose "Partial Conversion" then Column BA (AMOUNT) only will be converted based on selected currency (Column L) and Column BB (TAXES) value (INR) will be added to the converted values.
Note on K625: gepadmin: 1. If you choose "Full Conversion" then Column BA (AMOUNT) and Column BB (TAXES) BOTH values will be convert based on selected Currency in (Column L). 2. If you choose "Partial Conversion" then Column BA (AMOUNT) only will be converted based on selected currency (Column L) and Column BB (TAXES) value (INR) will be added to the converted values.
Note on K626: gepadmin: 1. If you choose "Full Conversion" then Column BA (AMOUNT) and Column BB (TAXES) BOTH values will be convert based on selected Currency in (Column L). 2. If you choose "Partial Conversion" then Column BA (AMOUNT) only will be converted based on selected currency (Column L) and Column BB (TAXES) value (INR) will be added to the converted values.
Note on K628: gepadmin: 1. If you choose "Full Conversion" then Column BA (AMOUNT) and Column BB (TAXES) BOTH values will be convert based on selected Currency in (Column L). 2. If you choose "Partial Conversion" then Column BA (AMOUNT) only will be converted based on selected currency (Column L) and Column BB (TAXES) value (INR) will be added to the converted values.
Note on K629: gepadmin: 1. If you choose "Full Conversion" then Column BA (AMOUNT) and Column BB (TAXES) BOTH values will be convert based on selected Currency in (Column L). 2. If you choose "Partial Conversion" then Column BA (AMOUNT) only will be converted based on selected currency (Column L) and Column BB (TAXES) value (INR) will be added to the converted values.
Note on K631: gepadmin: 1. If you choose "Full Conversion" then Column BA (AMOUNT) and Column BB (TAXES) BOTH values will be convert based on selected Currency in (Column L). 2. If you choose "Partial Conversion" then Column BA (AMOUNT) only will be converted based on selected currency (Column L) and Column BB (TAXES) value (INR) will be added to the converted values.
Note on K632: gepadmin: 1. If you choose "Full Conversion" then Column BA (AMOUNT) and Column BB (TAXES) BOTH values will be convert based on selected Currency in (Column L). 2. If you choose "Partial Conversion" then Column BA (AMOUNT) only will be converted based on selected currency (Column L) and Column BB (TAXES) value (INR) will be added to the converted values.
Note on K633: gepadmin: 1. If you choose "Full Conversion" then Column BA (AMOUNT) and Column BB (TAXES) BOTH values will be convert based on selected Currency in (Column L). 2. If you choose "Partial Conversion" then Column BA (AMOUNT) only will be converted based on selected currency (Column L) and Column BB (TAXES) value (INR) will be added to the converted values.
Note on K634: gepadmin: 1. If you choose "Full Conversion" then Column BA (AMOUNT) and Column BB (TAXES) BOTH values will be convert based on selected Currency in (Column L). 2. If you choose "Partial Conversion" then Column BA (AMOUNT) only will be converted based on selected currency (Column L) and Column BB (TAXES) value (INR) will be added to the converted values.
Note on K635: gepadmin: 1. If you choose "Full Conversion" then Column BA (AMOUNT) and Column BB (TAXES) BOTH values will be convert based on selected Currency in (Column L). 2. If you choose "Partial Conversion" then Column BA (AMOUNT) only will be converted based on selected currency (Column L) and Column BB (TAXES) value (INR) will be added to the converted values.
Note on K636: gepadmin: 1. If you choose "Full Conversion" then Column BA (AMOUNT) and Column BB (TAXES) BOTH values will be convert based on selected Currency in (Column L). 2. If you choose "Partial Conversion" then Column BA (AMOUNT) only will be converted based on selected currency (Column L) and Column BB (TAXES) value (INR) will be added to the converted values.
Note on K637: gepadmin: 1. If you choose "Full Conversion" then Column BA (AMOUNT) and Column BB (TAXES) BOTH values will be convert based on selected Currency in (Column L). 2. If you choose "Partial Conversion" then Column BA (AMOUNT) only will be converted based on selected currency (Column L) and Column BB (TAXES) value (INR) will be added to the converted values.
Note on K639: gepadmin: 1. If you choose "Full Conversion" then Column BA (AMOUNT) and Column BB (TAXES) BOTH values will be convert based on selected Currency in (Column L). 2. If you choose "Partial Conversion" then Column BA (AMOUNT) only will be converted based on selected currency (Column L) and Column BB (TAXES) value (INR) will be added to the converted values.
Note on K640: gepadmin: 1. If you choose "Full Conversion" then Column BA (AMOUNT) and Column BB (TAXES) BOTH values will be convert based on selected Currency in (Column L). 2. If you choose "Partial Conversion" then Column BA (AMOUNT) only will be converted based on selected currency (Column L) and Column BB (TAXES) value (INR) will be added to the converted values.
Note on K641: gepadmin: 1. If you choose "Full Conversion" then Column BA (AMOUNT) and Column BB (TAXES) BOTH values will be convert based on selected Currency in (Column L). 2. If you choose "Partial Conversion" then Column BA (AMOUNT) only will be converted based on selected currency (Column L) and Column BB (TAXES) value (INR) will be added to the converted values.
Note on K644: gepadmin: 1. If you choose "Full Conversion" then Column BA (AMOUNT) and Column BB (TAXES) BOTH values will be convert based on selected Currency in (Column L). 2. If you choose "Partial Conversion" then Column BA (AMOUNT) only will be converted based on selected currency (Column L) and Column BB (TAXES) value (INR) will be added to the converted values.
Note on K645: gepadmin: 1. If you choose "Full Conversion" then Column BA (AMOUNT) and Column BB (TAXES) BOTH values will be convert based on selected Currency in (Column L). 2. If you choose "Partial Conversion" then Column BA (AMOUNT) only will be converted based on selected currency (Column L) and Column BB (TAXES) value (INR) will be added to the converted values.
Note on K647: gepadmin: 1. If you choose "Full Conversion" then Column BA (AMOUNT) and Column BB (TAXES) BOTH values will be convert based on selected Currency in (Column L). 2. If you choose "Partial Conversion" then Column BA (AMOUNT) only will be converted based on selected currency (Column L) and Column BB (TAXES) value (INR) will be added to the converted values.
Note on K648: gepadmin: 1. If you choose "Full Conversion" then Column BA (AMOUNT) and Column BB (TAXES) BOTH values will be convert based on selected Currency in (Column L). 2. If you choose "Partial Conversion" then Column BA (AMOUNT) only will be converted based on selected currency (Column L) and Column BB (TAXES) value (INR) will be added to the converted values.
Note on K650: gepadmin: 1. If you choose "Full Conversion" then Column BA (AMOUNT) and Column BB (TAXES) BOTH values will be convert based on selected Currency in (Column L). 2. If you choose "Partial Conversion" then Column BA (AMOUNT) only will be converted based on selected currency (Column L) and Column BB (TAXES) value (INR) will be added to the converted values.
Note on K652: gepadmin: 1. If you choose "Full Conversion" then Column BA (AMOUNT) and Column BB (TAXES) BOTH values will be convert based on selected Currency in (Column L). 2. If you choose "Partial Conversion" then Column BA (AMOUNT) only will be converted based on selected currency (Column L) and Column BB (TAXES) value (INR) will be added to the converted values.
Note on K654: gepadmin: 1. If you choose "Full Conversion" then Column BA (AMOUNT) and Column BB (TAXES) BOTH values will be convert based on selected Currency in (Column L). 2. If you choose "Partial Conversion" then Column BA (AMOUNT) only will be converted based on selected currency (Column L) and Column BB (TAXES) value (INR) will be added to the converted values.
Note on K655: gepadmin: 1. If you choose "Full Conversion" then Column BA (AMOUNT) and Column BB (TAXES) BOTH values will be convert based on selected Currency in (Column L). 2. If you choose "Partial Conversion" then Column BA (AMOUNT) only will be converted based on selected currency (Column L) and Column BB (TAXES) value (INR) will be added to the converted values.
Note on K656: gepadmin: 1. If you choose "Full Conversion" then Column BA (AMOUNT) and Column BB (TAXES) BOTH values will be convert based on selected Currency in (Column L). 2. If you choose "Partial Conversion" then Column BA (AMOUNT) only will be converted based on selected currency (Column L) and Column BB (TAXES) value (INR) will be added to the converted values.
Note on K657: gepadmin: 1. If you choose "Full Conversion" then Column BA (AMOUNT) and Column BB (TAXES) BOTH values will be convert based on selected Currency in (Column L). 2. If you choose "Partial Conversion" then Column BA (AMOUNT) only will be converted based on selected currency (Column L) and Column BB (TAXES) value (INR) will be added to the converted values.
Note on K658: gepadmin: 1. If you choose "Full Conversion" then Column BA (AMOUNT) and Column BB (TAXES) BOTH values will be convert based on selected Currency in (Column L). 2. If you choose "Partial Conversion" then Column BA (AMOUNT) only will be converted based on selected currency (Column L) and Column BB (TAXES) value (INR) will be added to the converted values.
Note on K659: gepadmin: 1. If you choose "Full Conversion" then Column BA (AMOUNT) and Column BB (TAXES) BOTH values will be convert based on selected Currency in (Column L). 2. If you choose "Partial Conversion" then Column BA (AMOUNT) only will be converted based on selected currency (Column L) and Column BB (TAXES) value (INR) will be added to the converted values.
Note on K660: gepadmin: 1. If you choose "Full Conversion" then Column BA (AMOUNT) and Column BB (TAXES) BOTH values will be convert based on selected Currency in (Column L). 2. If you choose "Partial Conversion" then Column BA (AMOUNT) only will be converted based on selected currency (Column L) and Column BB (TAXES) value (INR) will be added to the converted values.
Note on K662: gepadmin: 1. If you choose "Full Conversion" then Column BA (AMOUNT) and Column BB (TAXES) BOTH values will be convert based on selected Currency in (Column L). 2. If you choose "Partial Conversion" then Column BA (AMOUNT) only will be converted based on selected currency (Column L) and Column BB (TAXES) value (INR) will be added to the converted values.
Note on K663: gepadmin: 1. If you choose "Full Conversion" then Column BA (AMOUNT) and Column BB (TAXES) BOTH values will be convert based on selected Currency in (Column L). 2. If you choose "Partial Conversion" then Column BA (AMOUNT) only will be converted based on selected currency (Column L) and Column BB (TAXES) value (INR) will be added to the converted values.
Note on K664: gepadmin: 1. If you choose "Full Conversion" then Column BA (AMOUNT) and Column BB (TAXES) BOTH values will be convert based on selected Currency in (Column L). 2. If you choose "Partial Conversion" then Column BA (AMOUNT) only will be converted based on selected currency (Column L) and Column BB (TAXES) value (INR) will be added to the converted values.
Note on K665: gepadmin: 1. If you choose "Full Conversion" then Column BA (AMOUNT) and Column BB (TAXES) BOTH values will be convert based on selected Currency in (Column L). 2. If you choose "Partial Conversion" then Column BA (AMOUNT) only will be converted based on selected currency (Column L) and Column BB (TAXES) value (INR) will be added to the converted values.
Note on K666: gepadmin: 1. If you choose "Full Conversion" then Column BA (AMOUNT) and Column BB (TAXES) BOTH values will be convert based on selected Currency in (Column L). 2. If you choose "Partial Conversion" then Column BA (AMOUNT) only will be converted based on selected currency (Column L) and Column BB (TAXES) value (INR) will be added to the converted values.
Note on K667: gepadmin: 1. If you choose "Full Conversion" then Column BA (AMOUNT) and Column BB (TAXES) BOTH values will be convert based on selected Currency in (Column L). 2. If you choose "Partial Conversion" then Column BA (AMOUNT) only will be converted based on selected currency (Column L) and Column BB (TAXES) value (INR) will be added to the converted values.
Note on K668: gepadmin: 1. If you choose "Full Conversion" then Column BA (AMOUNT) and Column BB (TAXES) BOTH values will be convert based on selected Currency in (Column L). 2. If you choose "Partial Conversion" then Column BA (AMOUNT) only will be converted based on selected currency (Column L) and Column BB (TAXES) value (INR) will be added to the converted values.
Note on K670: gepadmin: 1. If you choose "Full Conversion" then Column BA (AMOUNT) and Column BB (TAXES) BOTH values will be convert based on selected Currency in (Column L). 2. If you choose "Partial Conversion" then Column BA (AMOUNT) only will be converted based on selected currency (Column L) and Column BB (TAXES) value (INR) will be added to the converted values.
Note on K671: gepadmin: 1. If you choose "Full Conversion" then Column BA (AMOUNT) and Column BB (TAXES) BOTH values will be convert based on selected Currency in (Column L). 2. If you choose "Partial Conversion" then Column BA (AMOUNT) only will be converted based on selected currency (Column L) and Column BB (TAXES) value (INR) will be added to the converted values.
Note on K672: gepadmin: 1. If you choose "Full Conversion" then Column BA (AMOUNT) and Column BB (TAXES) BOTH values will be convert based on selected Currency in (Column L). 2. If you choose "Partial Conversion" then Column BA (AMOUNT) only will be converted based on selected currency (Column L) and Column BB (TAXES) value (INR) will be added to the converted values.
Note on K673: gepadmin: 1. If you choose "Full Conversion" then Column BA (AMOUNT) and Column BB (TAXES) BOTH values will be convert based on selected Currency in (Column L). 2. If you choose "Partial Conversion" then Column BA (AMOUNT) only will be converted based on selected currency (Column L) and Column BB (TAXES) value (INR) will be added to the converted values.
Note on K674: gepadmin: 1. If you choose "Full Conversion" then Column BA (AMOUNT) and Column BB (TAXES) BOTH values will be convert based on selected Currency in (Column L). 2. If you choose "Partial Conversion" then Column BA (AMOUNT) only will be converted based on selected currency (Column L) and Column BB (TAXES) value (INR) will be added to the converted values.
Note on K675: gepadmin: 1. If you choose "Full Conversion" then Column BA (AMOUNT) and Column BB (TAXES) BOTH values will be convert based on selected Currency in (Column L). 2. If you choose "Partial Conversion" then Column BA (AMOUNT) only will be converted based on selected currency (Column L) and Column BB (TAXES) value (INR) will be added to the converted values.
Note on K676: gepadmin: 1. If you choose "Full Conversion" then Column BA (AMOUNT) and Column BB (TAXES) BOTH values will be convert based on selected Currency in (Column L). 2. If you choose "Partial Conversion" then Column BA (AMOUNT) only will be converted based on selected currency (Column L) and Column BB (TAXES) value (INR) will be added to the converted values.
Note on K677: gepadmin: 1. If you choose "Full Conversion" then Column BA (AMOUNT) and Column BB (TAXES) BOTH values will be convert based on selected Currency in (Column L). 2. If you choose "Partial Conversion" then Column BA (AMOUNT) only will be converted based on selected currency (Column L) and Column BB (TAXES) value (INR) will be added to the converted values.
Note on K679: gepadmin: 1. If you choose "Full Conversion" then Column BA (AMOUNT) and Column BB (TAXES) BOTH values will be convert based on selected Currency in (Column L). 2. If you choose "Partial Conversion" then Column BA (AMOUNT) only will be converted based on selected currency (Column L) and Column BB (TAXES) value (INR) will be added to the converted values.
Note on K681: gepadmin: 1. If you choose "Full Conversion" then Column BA (AMOUNT) and Column BB (TAXES) BOTH values will be convert based on selected Currency in (Column L). 2. If you choose "Partial Conversion" then Column BA (AMOUNT) only will be converted based on selected currency (Column L) and Column BB (TAXES) value (INR) will be added to the converted values.
Note on K683: gepadmin: 1. If you choose "Full Conversion" then Column BA (AMOUNT) and Column BB (TAXES) BOTH values will be convert based on selected Currency in (Column L). 2. If you choose "Partial Conversion" then Column BA (AMOUNT) only will be converted based on selected currency (Column L) and Column BB (TAXES) value (INR) will be added to the converted values.
Note on K685: gepadmin: 1. If you choose "Full Conversion" then Column BA (AMOUNT) and Column BB (TAXES) BOTH values will be convert based on selected Currency in (Column L). 2. If you choose "Partial Conversion" then Column BA (AMOUNT) only will be converted based on selected currency (Column L) and Column BB (TAXES) value (INR) will be added to the converted values.
Note on K687: gepadmin: 1. If you choose "Full Conversion" then Column BA (AMOUNT) and Column BB (TAXES) BOTH values will be convert based on selected Currency in (Column L). 2. If you choose "Partial Conversion" then Column BA (AMOUNT) only will be converted based on selected currency (Column L) and Column BB (TAXES) value (INR) will be added to the converted values.
Note on K689: gepadmin: 1. If you choose "Full Conversion" then Column BA (AMOUNT) and Column BB (TAXES) BOTH values will be convert based on selected Currency in (Column L). 2. If you choose "Partial Conversion" then Column BA (AMOUNT) only will be converted based on selected currency (Column L) and Column BB (TAXES) value (INR) will be added to the converted values.
Note on K690: gepadmin: 1. If you choose "Full Conversion" then Column BA (AMOUNT) and Column BB (TAXES) BOTH values will be convert based on selected Currency in (Column L). 2. If you choose "Partial Conversion" then Column BA (AMOUNT) only will be converted based on selected currency (Column L) and Column BB (TAXES) value (INR) will be added to the converted values.
Note on K692: gepadmin: 1. If you choose "Full Conversion" then Column BA (AMOUNT) and Column BB (TAXES) BOTH values will be convert based on selected Currency in (Column L). 2. If you choose "Partial Conversion" then Column BA (AMOUNT) only will be converted based on selected currency (Column L) and Column BB (TAXES) value (INR) will be added to the converted values.
Note on K695: gepadmin: 1. If you choose "Full Conversion" then Column BA (AMOUNT) and Column BB (TAXES) BOTH values will be convert based on selected Currency in (Column L). 2. If you choose "Partial Conversion" then Column BA (AMOUNT) only will be converted based on selected currency (Column L) and Column BB (TAXES) value (INR) will be added to the converted values.
Note on K696: gepadmin: 1. If you choose "Full Conversion" then Column BA (AMOUNT) and Column BB (TAXES) BOTH values will be convert based on selected Currency in (Column L). 2. If you choose "Partial Conversion" then Column BA (AMOUNT) only will be converted based on selected currency (Column L) and Column BB (TAXES) value (INR) will be added to the converted values.
Note on K697: gepadmin: 1. If you choose "Full Conversion" then Column BA (AMOUNT) and Column BB (TAXES) BOTH values will be convert based on selected Currency in (Column L). 2. If you choose "Partial Conversion" then Column BA (AMOUNT) only will be converted based on selected currency (Column L) and Column BB (TAXES) value (INR) will be added to the converted values.
Note on K699: gepadmin: 1. If you choose "Full Conversion" then Column BA (AMOUNT) and Column BB (TAXES) BOTH values will be convert based on selected Currency in (Column L). 2. If you choose "Partial Conversion" then Column BA (AMOUNT) only will be converted based on selected currency (Column L) and Column BB (TAXES) value (INR) will be added to the converted values.
Note on K700: gepadmin: 1. If you choose "Full Conversion" then Column BA (AMOUNT) and Column BB (TAXES) BOTH values will be convert based on selected Currency in (Column L). 2. If you choose "Partial Conversion" then Column BA (AMOUNT) only will be converted based on selected currency (Column L) and Column BB (TAXES) value (INR) will be added to the converted values.
Note on K702: gepadmin: 1. If you choose "Full Conversion" then Column BA (AMOUNT) and Column BB (TAXES) BOTH values will be convert based on selected Currency in (Column L). 2. If you choose "Partial Conversion" then Column BA (AMOUNT) only will be converted based on selected currency (Column L) and Column BB (TAXES) value (INR) will be added to the converted values.
Note on K703: gepadmin: 1. If you choose "Full Conversion" then Column BA (AMOUNT) and Column BB (TAXES) BOTH values will be convert based on selected Currency in (Column L). 2. If you choose "Partial Conversion" then Column BA (AMOUNT) only will be converted based on selected currency (Column L) and Column BB (TAXES) value (INR) will be added to the converted values.
Note on K704: gepadmin: 1. If you choose "Full Conversion" then Column BA (AMOUNT) and Column BB (TAXES) BOTH values will be convert based on selected Currency in (Column L). 2. If you choose "Partial Conversion" then Column BA (AMOUNT) only will be converted based on selected currency (Column L) and Column BB (TAXES) value (INR) will be added to the converted values.
Note on K707: gepadmin: 1. If you choose "Full Conversion" then Column BA (AMOUNT) and Column BB (TAXES) BOTH values will be convert based on selected Currency in (Column L). 2. If you choose "Partial Conversion" then Column BA (AMOUNT) only will be converted based on selected currency (Column L) and Column BB (TAXES) value (INR) will be added to the converted values.
Note on K708: gepadmin: 1. If you choose "Full Conversion" then Column BA (AMOUNT) and Column BB (TAXES) BOTH values will be convert based on selected Currency in (Column L). 2. If you choose "Partial Conversion" then Column BA (AMOUNT) only will be converted based on selected currency (Column L) and Column BB (TAXES) value (INR) will be added to the converted values.
Note on K710: gepadmin: 1. If you choose "Full Conversion" then Column BA (AMOUNT) and Column BB (TAXES) BOTH values will be convert based on selected Currency in (Column L). 2. If you choose "Partial Conversion" then Column BA (AMOUNT) only will be converted based on selected currency (Column L) and Column BB (TAXES) value (INR) will be added to the converted values.
Note on K711: gepadmin: 1. If you choose "Full Conversion" then Column BA (AMOUNT) and Column BB (TAXES) BOTH values will be convert based on selected Currency in (Column L). 2. If you choose "Partial Conversion" then Column BA (AMOUNT) only will be converted based on selected currency (Column L) and Column BB (TAXES) value (INR) will be added to the converted values.
Note on K714: gepadmin: 1. If you choose "Full Conversion" then Column BA (AMOUNT) and Column BB (TAXES) BOTH values will be convert based on selected Currency in (Column L). 2. If you choose "Partial Conversion" then Column BA (AMOUNT) only will be converted based on selected currency (Column L) and Column BB (TAXES) value (INR) will be added to the converted values.
Note on K716: gepadmin: 1. If you choose "Full Conversion" then Column BA (AMOUNT) and Column BB (TAXES) BOTH values will be convert based on selected Currency in (Column L). 2. If you choose "Partial Conversion" then Column BA (AMOUNT) only will be converted based on selected currency (Column L) and Column BB (TAXES) value (INR) will be added to the converted values.
Note on K717: gepadmin: 1. If you choose "Full Conversion" then Column BA (AMOUNT) and Column BB (TAXES) BOTH values will be convert based on selected Currency in (Column L). 2. If you choose "Partial Conversion" then Column BA (AMOUNT) only will be converted based on selected currency (Column L) and Column BB (TAXES) value (INR) will be added to the converted values.
Note on K719: gepadmin: 1. If you choose "Full Conversion" then Column BA (AMOUNT) and Column BB (TAXES) BOTH values will be convert based on selected Currency in (Column L). 2. If you choose "Partial Conversion" then Column BA (AMOUNT) only will be converted based on selected currency (Column L) and Column BB (TAXES) value (INR) will be added to the converted values.
Note on K720: gepadmin: 1. If you choose "Full Conversion" then Column BA (AMOUNT) and Column BB (TAXES) BOTH values will be convert based on selected Currency in (Column L). 2. If you choose "Partial Conversion" then Column BA (AMOUNT) only will be converted based on selected currency (Column L) and Column BB (TAXES) value (INR) will be added to the converted values.
Note on K723: gepadmin: 1. If you choose "Full Conversion" then Column BA (AMOUNT) and Column BB (TAXES) BOTH values will be convert based on selected Currency in (Column L). 2. If you choose "Partial Conversion" then Column BA (AMOUNT) only will be converted based on selected currency (Column L) and Column BB (TAXES) value (INR) will be added to the converted values.
Note on K725: gepadmin: 1. If you choose "Full Conversion" then Column BA (AMOUNT) and Column BB (TAXES) BOTH values will be convert based on selected Currency in (Column L). 2. If you choose "Partial Conversion" then Column BA (AMOUNT) only will be converted based on selected currency (Column L) and Column BB (TAXES) value (INR) will be added to the converted values.
Note on K728: gepadmin: 1. If you choose "Full Conversion" then Column BA (AMOUNT) and Column BB (TAXES) BOTH values will be convert based on selected Currency in (Column L). 2. If you choose "Partial Conversion" then Column BA (AMOUNT) only will be converted based on selected currency (Column L) and Column BB (TAXES) value (INR) will be added to the converted values.
Note on K730: gepadmin: 1. If you choose "Full Conversion" then Column BA (AMOUNT) and Column BB (TAXES) BOTH values will be convert based on selected Currency in (Column L). 2. If you choose "Partial Conversion" then Column BA (AMOUNT) only will be converted based on selected currency (Column L) and Column BB (TAXES) value (INR) will be added to the converted values.
Note on K732: gepadmin: 1. If you choose "Full Conversion" then Column BA (AMOUNT) and Column BB (TAXES) BOTH values will be convert based on selected Currency in (Column L). 2. If you choose "Partial Conversion" then Column BA (AMOUNT) only will be converted based on selected currency (Column L) and Column BB (TAXES) value (INR) will be added to the converted values.
Note on K733: gepadmin: 1. If you choose "Full Conversion" then Column BA (AMOUNT) and Column BB (TAXES) BOTH values will be convert based on selected Currency in (Column L). 2. If you choose "Partial Conversion" then Column BA (AMOUNT) only will be converted based on selected currency (Column L) and Column BB (TAXES) value (INR) will be added to the converted values.
Note on K735: gepadmin: 1. If you choose "Full Conversion" then Column BA (AMOUNT) and Column BB (TAXES) BOTH values will be convert based on selected Currency in (Column L). 2. If you choose "Partial Conversion" then Column BA (AMOUNT) only will be converted based on selected currency (Column L) and Column BB (TAXES) value (INR) will be added to the converted values.
Note on K736: gepadmin: 1. If you choose "Full Conversion" then Column BA (AMOUNT) and Column BB (TAXES) BOTH values will be convert based on selected Currency in (Column L). 2. If you choose "Partial Conversion" then Column BA (AMOUNT) only will be converted based on selected currency (Column L) and Column BB (TAXES) value (INR) will be added to the converted values.
Note on K738: gepadmin: 1. If you choose "Full Conversion" then Column BA (AMOUNT) and Column BB (TAXES) BOTH values will be convert based on selected Currency in (Column L). 2. If you choose "Partial Conversion" then Column BA (AMOUNT) only will be converted based on selected currency (Column L) and Column BB (TAXES) value (INR) will be added to the converted values.
Note on K739: gepadmin: 1. If you choose "Full Conversion" then Column BA (AMOUNT) and Column BB (TAXES) BOTH values will be convert based on selected Currency in (Column L). 2. If you choose "Partial Conversion" then Column BA (AMOUNT) only will be converted based on selected currency (Column L) and Column BB (TAXES) value (INR) will be added to the converted values.
Note on K741: gepadmin: 1. If you choose "Full Conversion" then Column BA (AMOUNT) and Column BB (TAXES) BOTH values will be convert based on selected Currency in (Column L). 2. If you choose "Partial Conversion" then Column BA (AMOUNT) only will be converted based on selected currency (Column L) and Column BB (TAXES) value (INR) will be added to the converted values.
Note on K743: gepadmin: 1. If you choose "Full Conversion" then Column BA (AMOUNT) and Column BB (TAXES) BOTH values will be convert based on selected Currency in (Column L). 2. If you choose "Partial Conversion" then Column BA (AMOUNT) only will be converted based on selected currency (Column L) and Column BB (TAXES) value (INR) will be added to the converted values.
Note on K747: gepadmin: 1. If you choose "Full Conversion" then Column BA (AMOUNT) and Column BB (TAXES) BOTH values will be convert based on selected Currency in (Column L). 2. If you choose "Partial Conversion" then Column BA (AMOUNT) only will be converted based on selected currency (Column L) and Column BB (TAXES) value (INR) will be added to the converted values.
Note on K748: gepadmin: 1. If you choose "Full Conversion" then Column BA (AMOUNT) and Column BB (TAXES) BOTH values will be convert based on selected Currency in (Column L). 2. If you choose "Partial Conversion" then Column BA (AMOUNT) only will be converted based on selected currency (Column L) and Column BB (TAXES) value (INR) will be added to the converted values.
Note on K750: gepadmin: 1. If you choose "Full Conversion" then Column BA (AMOUNT) and Column BB (TAXES) BOTH values will be convert based on selected Currency in (Column L). 2. If you choose "Partial Conversion" then Column BA (AMOUNT) only will be converted based on selected currency (Column L) and Column BB (TAXES) value (INR) will be added to the converted values.
Note on K751: gepadmin: 1. If you choose "Full Conversion" then Column BA (AMOUNT) and Column BB (TAXES) BOTH values will be convert based on selected Currency in (Column L). 2. If you choose "Partial Conversion" then Column BA (AMOUNT) only will be converted based on selected currency (Column L) and Column BB (TAXES) value (INR) will be added to the converted values.
Note on K753: gepadmin: 1. If you choose "Full Conversion" then Column BA (AMOUNT) and Column BB (TAXES) BOTH values will be convert based on selected Currency in (Column L). 2. If you choose "Partial Conversion" then Column BA (AMOUNT) only will be converted based on selected currency (Column L) and Column BB (TAXES) value (INR) will be added to the converted values.
Note on K754: gepadmin: 1. If you choose "Full Conversion" then Column BA (AMOUNT) and Column BB (TAXES) BOTH values will be convert based on selected Currency in (Column L). 2. If you choose "Partial Conversion" then Column BA (AMOUNT) only will be converted based on selected currency (Column L) and Column BB (TAXES) value (INR) will be added to the converted values.
Note on K756: gepadmin: 1. If you choose "Full Conversion" then Column BA (AMOUNT) and Column BB (TAXES) BOTH values will be convert based on selected Currency in (Column L). 2. If you choose "Partial Conversion" then Column BA (AMOUNT) only will be converted based on selected currency (Column L) and Column BB (TAXES) value (INR) will be added to the converted values.
Note on K757: gepadmin: 1. If you choose "Full Conversion" then Column BA (AMOUNT) and Column BB (TAXES) BOTH values will be convert based on selected Currency in (Column L). 2. If you choose "Partial Conversion" then Column BA (AMOUNT) only will be converted based on selected currency (Column L) and Column BB (TAXES) value (INR) will be added to the converted values.
Note on K759: gepadmin: 1. If you choose "Full Conversion" then Column BA (AMOUNT) and Column BB (TAXES) BOTH values will be convert based on selected Currency in (Column L). 2. If you choose "Partial Conversion" then Column BA (AMOUNT) only will be converted based on selected currency (Column L) and Column BB (TAXES) value (INR) will be added to the converted values.
Note on K760: gepadmin: 1. If you choose "Full Conversion" then Column BA (AMOUNT) and Column BB (TAXES) BOTH values will be convert based on selected Currency in (Column L). 2. If you choose "Partial Conversion" then Column BA (AMOUNT) only will be converted based on selected currency (Column L) and Column BB (TAXES) value (INR) will be added to the converted values.
Note on K762: gepadmin: 1. If you choose "Full Conversion" then Column BA (AMOUNT) and Column BB (TAXES) BOTH values will be convert based on selected Currency in (Column L). 2. If you choose "Partial Conversion" then Column BA (AMOUNT) only will be converted based on selected currency (Column L) and Column BB (TAXES) value (INR) will be added to the converted values.
Note on K764: gepadmin: 1. If you choose "Full Conversion" then Column BA (AMOUNT) and Column BB (TAXES) BOTH values will be convert based on selected Currency in (Column L). 2. If you choose "Partial Conversion" then Column BA (AMOUNT) only will be converted based on selected currency (Column L) and Column BB (TAXES) value (INR) will be added to the converted values.
Note on K765: gepadmin: 1. If you choose "Full Conversion" then Column BA (AMOUNT) and Column BB (TAXES) BOTH values will be convert based on selected Currency in (Column L). 2. If you choose "Partial Conversion" then Column BA (AMOUNT) only will be converted based on selected currency (Column L) and Column BB (TAXES) value (INR) will be added to the converted values.
Note on K767: gepadmin: 1. If you choose "Full Conversion" then Column BA (AMOUNT) and Column BB (TAXES) BOTH values will be convert based on selected Currency in (Column L). 2. If you choose "Partial Conversion" then Column BA (AMOUNT) only will be converted based on selected currency (Column L) and Column BB (TAXES) value (INR) will be added to the converted values.
Note on K768: gepadmin: 1. If you choose "Full Conversion" then Column BA (AMOUNT) and Column BB (TAXES) BOTH values will be convert based on selected Currency in (Column L). 2. If you choose "Partial Conversion" then Column BA (AMOUNT) only will be converted based on selected currency (Column L) and Column BB (TAXES) value (INR) will be added to the converted values.
Note on K770: gepadmin: 1. If you choose "Full Conversion" then Column BA (AMOUNT) and Column BB (TAXES) BOTH values will be convert based on selected Currency in (Column L). 2. If you choose "Partial Conversion" then Column BA (AMOUNT) only will be converted based on selected currency (Column L) and Column BB (TAXES) value (INR) will be added to the converted values.
Note on K771: gepadmin: 1. If you choose "Full Conversion" then Column BA (AMOUNT) and Column BB (TAXES) BOTH values will be convert based on selected Currency in (Column L). 2. If you choose "Partial Conversion" then Column BA (AMOUNT) only will be converted based on selected currency (Column L) and Column BB (TAXES) value (INR) will be added to the converted values.
Note on K773: gepadmin: 1. If you choose "Full Conversion" then Column BA (AMOUNT) and Column BB (TAXES) BOTH values will be convert based on selected Currency in (Column L). 2. If you choose "Partial Conversion" then Column BA (AMOUNT) only will be converted based on selected currency (Column L) and Column BB (TAXES) value (INR) will be added to the converted values.
Note on K774: gepadmin: 1. If you choose "Full Conversion" then Column BA (AMOUNT) and Column BB (TAXES) BOTH values will be convert based on selected Currency in (Column L). 2. If you choose "Partial Conversion" then Column BA (AMOUNT) only will be converted based on selected currency (Column L) and Column BB (TAXES) value (INR) will be added to the converted values.
Note on K776: gepadmin: 1. If you choose "Full Conversion" then Column BA (AMOUNT) and Column BB (TAXES) BOTH values will be convert based on selected Currency in (Column L). 2. If you choose "Partial Conversion" then Column BA (AMOUNT) only will be converted based on selected currency (Column L) and Column BB (TAXES) value (INR) will be added to the converted values.
Note on K778: gepadmin: 1. If you choose "Full Conversion" then Column BA (AMOUNT) and Column BB (TAXES) BOTH values will be convert based on selected Currency in (Column L). 2. If you choose "Partial Conversion" then Column BA (AMOUNT) only will be converted based on selected currency (Column L) and Column BB (TAXES) value (INR) will be added to the converted values.
Note on K780: gepadmin: 1. If you choose "Full Conversion" then Column BA (AMOUNT) and Column BB (TAXES) BOTH values will be convert based on selected Currency in (Column L). 2. If you choose "Partial Conversion" then Column BA (AMOUNT) only will be converted based on selected currency (Column L) and Column BB (TAXES) value (INR) will be added to the converted values.
Note on K781: gepadmin: 1. If you choose "Full Conversion" then Column BA (AMOUNT) and Column BB (TAXES) BOTH values will be convert based on selected Currency in (Column L). 2. If you choose "Partial Conversion" then Column BA (AMOUNT) only will be converted based on selected currency (Column L) and Column BB (TAXES) value (INR) will be added to the converted values.
Note on K783: gepadmin: 1. If you choose "Full Conversion" then Column BA (AMOUNT) and Column BB (TAXES) BOTH values will be convert based on selected Currency in (Column L). 2. If you choose "Partial Conversion" then Column BA (AMOUNT) only will be converted based on selected currency (Column L) and Column BB (TAXES) value (INR) will be added to the converted values.
Note on K786: gepadmin: 1. If you choose "Full Conversion" then Column BA (AMOUNT) and Column BB (TAXES) BOTH values will be convert based on selected Currency in (Column L). 2. If you choose "Partial Conversion" then Column BA (AMOUNT) only will be converted based on selected currency (Column L) and Column BB (TAXES) value (INR) will be added to the converted values.
Note on K787: gepadmin: 1. If you choose "Full Conversion" then Column BA (AMOUNT) and Column BB (TAXES) BOTH values will be convert based on selected Currency in (Column L). 2. If you choose "Partial Conversion" then Column BA (AMOUNT) only will be converted based on selected currency (Column L) and Column BB (TAXES) value (INR) will be added to the converted values.
Note on K789: gepadmin: 1. If you choose "Full Conversion" then Column BA (AMOUNT) and Column BB (TAXES) BOTH values will be convert based on selected Currency in (Column L). 2. If you choose "Partial Conversion" then Column BA (AMOUNT) only will be converted based on selected currency (Column L) and Column BB (TAXES) value (INR) will be added to the converted values.
Note on K790: gepadmin: 1. If you choose "Full Conversion" then Column BA (AMOUNT) and Column BB (TAXES) BOTH values will be convert based on selected Currency in (Column L). 2. If you choose "Partial Conversion" then Column BA (AMOUNT) only will be converted based on selected currency (Column L) and Column BB (TAXES) value (INR) will be added to the converted values.
Note on K792: gepadmin: 1. If you choose "Full Conversion" then Column BA (AMOUNT) and Column BB (TAXES) BOTH values will be convert based on selected Currency in (Column L). 2. If you choose "Partial Conversion" then Column BA (AMOUNT) only will be converted based on selected currency (Column L) and Column BB (TAXES) value (INR) will be added to the converted values.
Note on K794: gepadmin: 1. If you choose "Full Conversion" then Column BA (AMOUNT) and Column BB (TAXES) BOTH values will be convert based on selected Currency in (Column L). 2. If you choose "Partial Conversion" then Column BA (AMOUNT) only will be converted based on selected currency (Column L) and Column BB (TAXES) value (INR) will be added to the converted values.
Note on K795: gepadmin: 1. If you choose "Full Conversion" then Column BA (AMOUNT) and Column BB (TAXES) BOTH values will be convert based on selected Currency in (Column L). 2. If you choose "Partial Conversion" then Column BA (AMOUNT) only will be converted based on selected currency (Column L) and Column BB (TAXES) value (INR) will be added to the converted values.
Note on K797: gepadmin: 1. If you choose "Full Conversion" then Column BA (AMOUNT) and Column BB (TAXES) BOTH values will be convert based on selected Currency in (Column L). 2. If you choose "Partial Conversion" then Column BA (AMOUNT) only will be converted based on selected currency (Column L) and Column BB (TAXES) value (INR) will be added to the converted values.
Note on K799: gepadmin: 1. If you choose "Full Conversion" then Column BA (AMOUNT) and Column BB (TAXES) BOTH values will be convert based on selected Currency in (Column L). 2. If you choose "Partial Conversion" then Column BA (AMOUNT) only will be converted based on selected currency (Column L) and Column BB (TAXES) value (INR) will be added to the converted values.
Note on K800: gepadmin: 1. If you choose "Full Conversion" then Column BA (AMOUNT) and Column BB (TAXES) BOTH values will be convert based on selected Currency in (Column L). 2. If you choose "Partial Conversion" then Column BA (AMOUNT) only will be converted based on selected currency (Column L) and Column BB (TAXES) value (INR) will be added to the converted values.
Note on K801: gepadmin: 1. If you choose "Full Conversion" then Column BA (AMOUNT) and Column BB (TAXES) BOTH values will be convert based on selected Currency in (Column L). 2. If you choose "Partial Conversion" then Column BA (AMOUNT) only will be converted based on selected currency (Column L) and Column BB (TAXES) value (INR) will be added to the converted values.
Note on K802: gepadmin: 1. If you choose "Full Conversion" then Column BA (AMOUNT) and Column BB (TAXES) BOTH values will be convert based on selected Currency in (Column L). 2. If you choose "Partial Conversion" then Column BA (AMOUNT) only will be converted based on selected currency (Column L) and Column BB (TAXES) value (INR) will be added to the converted values.
Note on K803: gepadmin: 1. If you choose "Full Conversion" then Column BA (AMOUNT) and Column BB (TAXES) BOTH values will be convert based on selected Currency in (Column L). 2. If you choose "Partial Conversion" then Column BA (AMOUNT) only will be converted based on selected currency (Column L) and Column BB (TAXES) value (INR) will be added to the converted values.
Note on K804: gepadmin: 1. If you choose "Full Conversion" then Column BA (AMOUNT) and Column BB (TAXES) BOTH values will be convert based on selected Currency in (Column L). 2. If you choose "Partial Conversion" then Column BA (AMOUNT) only will be converted based on selected currency (Column L) and Column BB (TAXES) value (INR) will be added to the converted values.
Note on K805: gepadmin: 1. If you choose "Full Conversion" then Column BA (AMOUNT) and Column BB (TAXES) BOTH values will be convert based on selected Currency in (Column L). 2. If you choose "Partial Conversion" then Column BA (AMOUNT) only will be converted based on selected currency (Column L) and Column BB (TAXES) value (INR) will be added to the converted values.
Note on K806: gepadmin: 1. If you choose "Full Conversion" then Column BA (AMOUNT) and Column BB (TAXES) BOTH values will be convert based on selected Currency in (Column L). 2. If you choose "Partial Conversion" then Column BA (AMOUNT) only will be converted based on selected currency (Column L) and Column BB (TAXES) value (INR) will be added to the converted values.
Note on K807: gepadmin: 1. If you choose "Full Conversion" then Column BA (AMOUNT) and Column BB (TAXES) BOTH values will be convert based on selected Currency in (Column L). 2. If you choose "Partial Conversion" then Column BA (AMOUNT) only will be converted based on selected currency (Column L) and Column BB (TAXES) value (INR) will be added to the converted values.
Note on K808: gepadmin: 1. If you choose "Full Conversion" then Column BA (AMOUNT) and Column BB (TAXES) BOTH values will be convert based on selected Currency in (Column L). 2. If you choose "Partial Conversion" then Column BA (AMOUNT) only will be converted based on selected currency (Column L) and Column BB (TAXES) value (INR) will be added to the converted values.
Note on K809: gepadmin: 1. If you choose "Full Conversion" then Column BA (AMOUNT) and Column BB (TAXES) BOTH values will be convert based on selected Currency in (Column L). 2. If you choose "Partial Conversion" then Column BA (AMOUNT) only will be converted based on selected currency (Column L) and Column BB (TAXES) value (INR) will be added to the converted values.
Note on K810: gepadmin: 1. If you choose "Full Conversion" then Column BA (AMOUNT) and Column BB (TAXES) BOTH values will be convert based on selected Currency in (Column L). 2. If you choose "Partial Conversion" then Column BA (AMOUNT) only will be converted based on selected currency (Column L) and Column BB (TAXES) value (INR) will be added to the converted values.
Note on K811: gepadmin: 1. If you choose "Full Conversion" then Column BA (AMOUNT) and Column BB (TAXES) BOTH values will be convert based on selected Currency in (Column L). 2. If you choose "Partial Conversion" then Column BA (AMOUNT) only will be converted based on selected currency (Column L) and Column BB (TAXES) value (INR) will be added to the converted values.
Note on K812: gepadmin: 1. If you choose "Full Conversion" then Column BA (AMOUNT) and Column BB (TAXES) BOTH values will be convert based on selected Currency in (Column L). 2. If you choose "Partial Conversion" then Column BA (AMOUNT) only will be converted based on selected currency (Column L) and Column BB (TAXES) value (INR) will be added to the converted values.
Note on K813: gepadmin: 1. If you choose "Full Conversion" then Column BA (AMOUNT) and Column BB (TAXES) BOTH values will be convert based on selected Currency in (Column L). 2. If you choose "Partial Conversion" then Column BA (AMOUNT) only will be converted based on selected currency (Column L) and Column BB (TAXES) value (INR) will be added to the converted values.
Note on K814: gepadmin: 1. If you choose "Full Conversion" then Column BA (AMOUNT) and Column BB (TAXES) BOTH values will be convert based on selected Currency in (Column L). 2. If you choose "Partial Conversion" then Column BA (AMOUNT) only will be converted based on selected currency (Column L) and Column BB (TAXES) value (INR) will be added to the converted values.
Note on K815: gepadmin: 1. If you choose "Full Conversion" then Column BA (AMOUNT) and Column BB (TAXES) BOTH values will be convert based on selected Currency in (Column L). 2. If you choose "Partial Conversion" then Column BA (AMOUNT) only will be converted based on selected currency (Column L) and Column BB (TAXES) value (INR) will be added to the converted values.
Note on K816: gepadmin: 1. If you choose "Full Conversion" then Column BA (AMOUNT) and Column BB (TAXES) BOTH values will be convert based on selected Currency in (Column L). 2. If you choose "Partial Conversion" then Column BA (AMOUNT) only will be converted based on selected currency (Column L) and Column BB (TAXES) value (INR) will be added to the converted values.
Note on K817: gepadmin: 1. If you choose "Full Conversion" then Column BA (AMOUNT) and Column BB (TAXES) BOTH values will be convert based on selected Currency in (Column L). 2. If you choose "Partial Conversion" then Column BA (AMOUNT) only will be converted based on selected currency (Column L) and Column BB (TAXES) value (INR) will be added to the converted values.
Note on K818: gepadmin: 1. If you choose "Full Conversion" then Column BA (AMOUNT) and Column BB (TAXES) BOTH values will be convert based on selected Currency in (Column L). 2. If you choose "Partial Conversion" then Column BA (AMOUNT) only will be converted based on selected currency (Column L) and Column BB (TAXES) value (INR) will be added to the converted values.
Note on K819: gepadmin: 1. If you choose "Full Conversion" then Column BA (AMOUNT) and Column BB (TAXES) BOTH values will be convert based on selected Currency in (Column L). 2. If you choose "Partial Conversion" then Column BA (AMOUNT) only will be converted based on selected currency (Column L) and Column BB (TAXES) value (INR) will be added to the converted values.
Note on K820: gepadmin: 1. If you choose "Full Conversion" then Column BA (AMOUNT) and Column BB (TAXES) BOTH values will be convert based on selected Currency in (Column L). 2. If you choose "Partial Conversion" then Column BA (AMOUNT) only will be converted based on selected currency (Column L) and Column BB (TAXES) value (INR) will be added to the converted values.
Note on K821: gepadmin: 1. If you choose "Full Conversion" then Column BA (AMOUNT) and Column BB (TAXES) BOTH values will be convert based on selected Currency in (Column L). 2. If you choose "Partial Conversion" then Column BA (AMOUNT) only will be converted based on selected currency (Column L) and Column BB (TAXES) value (INR) will be added to the converted values.
Note on K822: gepadmin: 1. If you choose "Full Conversion" then Column BA (AMOUNT) and Column BB (TAXES) BOTH values will be convert based on selected Currency in (Column L). 2. If you choose "Partial Conversion" then Column BA (AMOUNT) only will be converted based on selected currency (Column L) and Column BB (TAXES) value (INR) will be added to the converted values.
Note on K823: gepadmin: 1. If you choose "Full Conversion" then Column BA (AMOUNT) and Column BB (TAXES) BOTH values will be convert based on selected Currency in (Column L). 2. If you choose "Partial Conversion" then Column BA (AMOUNT) only will be converted based on selected currency (Column L) and Column BB (TAXES) value (INR) will be added to the converted values.
Note on K824: gepadmin: 1. If you choose "Full Conversion" then Column BA (AMOUNT) and Column BB (TAXES) BOTH values will be convert based on selected Currency in (Column L). 2. If you choose "Partial Conversion" then Column BA (AMOUNT) only will be converted based on selected currency (Column L) and Column BB (TAXES) value (INR) will be added to the converted values.
Note on K825: gepadmin: 1. If you choose "Full Conversion" then Column BA (AMOUNT) and Column BB (TAXES) BOTH values will be convert based on selected Currency in (Column L). 2. If you choose "Partial Conversion" then Column BA (AMOUNT) only will be converted based on selected currency (Column L) and Column BB (TAXES) value (INR) will be added to the converted values.
Note on K826: gepadmin: 1. If you choose "Full Conversion" then Column BA (AMOUNT) and Column BB (TAXES) BOTH values will be convert based on selected Currency in (Column L). 2. If you choose "Partial Conversion" then Column BA (AMOUNT) only will be converted based on selected currency (Column L) and Column BB (TAXES) value (INR) will be added to the converted values.
Note on K827: gepadmin: 1. If you choose "Full Conversion" then Column BA (AMOUNT) and Column BB (TAXES) BOTH values will be convert based on selected Currency in (Column L). 2. If you choose "Partial Conversion" then Column BA (AMOUNT) only will be converted based on selected currency (Column L) and Column BB (TAXES) value (INR) will be added to the converted values.
Note on K828: gepadmin: 1. If you choose "Full Conversion" then Column BA (AMOUNT) and Column BB (TAXES) BOTH values will be convert based on selected Currency in (Column L). 2. If you choose "Partial Conversion" then Column BA (AMOUNT) only will be converted based on selected currency (Column L) and Column BB (TAXES) value (INR) will be added to the converted values.
Note on K829: gepadmin: 1. If you choose "Full Conversion" then Column BA (AMOUNT) and Column BB (TAXES) BOTH values will be convert based on selected Currency in (Column L). 2. If you choose "Partial Conversion" then Column BA (AMOUNT) only will be converted based on selected currency (Column L) and Column BB (TAXES) value (INR) will be added to the converted values.
Note on K830: gepadmin: 1. If you choose "Full Conversion" then Column BA (AMOUNT) and Column BB (TAXES) BOTH values will be convert based on selected Currency in (Column L). 2. If you choose "Partial Conversion" then Column BA (AMOUNT) only will be converted based on selected currency (Column L) and Column BB (TAXES) value (INR) will be added to the converted values.
Note on K831: gepadmin: 1. If you choose "Full Conversion" then Column BA (AMOUNT) and Column BB (TAXES) BOTH values will be convert based on selected Currency in (Column L). 2. If you choose "Partial Conversion" then Column BA (AMOUNT) only will be converted based on selected currency (Column L) and Column BB (TAXES) value (INR) will be added to the converted values.
Note on K832: gepadmin: 1. If you choose "Full Conversion" then Column BA (AMOUNT) and Column BB (TAXES) BOTH values will be convert based on selected Currency in (Column L). 2. If you choose "Partial Conversion" then Column BA (AMOUNT) only will be converted based on selected currency (Column L) and Column BB (TAXES) value (INR) will be added to the converted values.
Note on K833: gepadmin: 1. If you choose "Full Conversion" then Column BA (AMOUNT) and Column BB (TAXES) BOTH values will be convert based on selected Currency in (Column L). 2. If you choose "Partial Conversion" then Column BA (AMOUNT) only will be converted based on selected currency (Column L) and Column BB (TAXES) value (INR) will be added to the converted values.
Note on K834: gepadmin: 1. If you choose "Full Conversion" then Column BA (AMOUNT) and Column BB (TAXES) BOTH values will be convert based on selected Currency in (Column L). 2. If you choose "Partial Conversion" then Column BA (AMOUNT) only will be converted based on selected currency (Column L) and Column BB (TAXES) value (INR) will be added to the converted values.
Note on K835: gepadmin: 1. If you choose "Full Conversion" then Column BA (AMOUNT) and Column BB (TAXES) BOTH values will be convert based on selected Currency in (Column L). 2. If you choose "Partial Conversion" then Column BA (AMOUNT) only will be converted based on selected currency (Column L) and Column BB (TAXES) value (INR) will be added to the converted values.
Note on K836: gepadmin: 1. If you choose "Full Conversion" then Column BA (AMOUNT) and Column BB (TAXES) BOTH values will be convert based on selected Currency in (Column L). 2. If you choose "Partial Conversion" then Column BA (AMOUNT) only will be converted based on selected currency (Column L) and Column BB (TAXES) value (INR) will be added to the converted values.
Note on K837: gepadmin: 1. If you choose "Full Conversion" then Column BA (AMOUNT) and Column BB (TAXES) BOTH values will be convert based on selected Currency in (Column L). 2. If you choose "Partial Conversion" then Column BA (AMOUNT) only will be converted based on selected currency (Column L) and Column BB (TAXES) value (INR) will be added to the converted values.
Note on K838: gepadmin: 1. If you choose "Full Conversion" then Column BA (AMOUNT) and Column BB (TAXES) BOTH values will be convert based on selected Currency in (Column L). 2. If you choose "Partial Conversion" then Column BA (AMOUNT) only will be converted based on selected currency (Column L) and Column BB (TAXES) value (INR) will be added to the converted values.
Note on K839: gepadmin: 1. If you choose "Full Conversion" then Column BA (AMOUNT) and Column BB (TAXES) BOTH values will be convert based on selected Currency in (Column L). 2. If you choose "Partial Conversion" then Column BA (AMOUNT) only will be converted based on selected currency (Column L) and Column BB (TAXES) value (INR) will be added to the converted values.
Note on K840: gepadmin: 1. If you choose "Full Conversion" then Column BA (AMOUNT) and Column BB (TAXES) BOTH values will be convert based on selected Currency in (Column L). 2. If you choose "Partial Conversion" then Column BA (AMOUNT) only will be converted based on selected currency (Column L) and Column BB (TAXES) value (INR) will be added to the converted values.
Note on K841: gepadmin: 1. If you choose "Full Conversion" then Column BA (AMOUNT) and Column BB (TAXES) BOTH values will be convert based on selected Currency in (Column L). 2. If you choose "Partial Conversion" then Column BA (AMOUNT) only will be converted based on selected currency (Column L) and Column BB (TAXES) value (INR) will be added to the converted values.
Note on K842: gepadmin: 1. If you choose "Full Conversion" then Column BA (AMOUNT) and Column BB (TAXES) BOTH values will be convert based on selected Currency in (Column L). 2. If you choose "Partial Conversion" then Column BA (AMOUNT) only will be converted based on selected currency (Column L) and Column BB (TAXES) value (INR) will be added to the converted values.
Note on K843: gepadmin: 1. If you choose "Full Conversion" then Column BA (AMOUNT) and Column BB (TAXES) BOTH values will be convert based on selected Currency in (Column L). 2. If you choose "Partial Conversion" then Column BA (AMOUNT) only will be converted based on selected currency (Column L) and Column BB (TAXES) value (INR) will be added to the converted values.
Note on K844: gepadmin: 1. If you choose "Full Conversion" then Column BA (AMOUNT) and Column BB (TAXES) BOTH values will be convert based on selected Currency in (Column L). 2. If you choose "Partial Conversion" then Column BA (AMOUNT) only will be converted based on selected currency (Column L) and Column BB (TAXES) value (INR) will be added to the converted values.
Validate
Print
Help

## Macros
Please Enable Macros to View BoQ information