## BoQ1 (hidden)
Percentage BoQ
BoQ_Ver3.1 | Percentage | Normal | INR Only | INR
Select, At Par, Excess (+), Less (-) |  | IOCL
Tender Inviting Authority: Executive Engineer, IWD, IIT, Kanpur
Name of Work: Setting right of vacant house no. 450
Contract No: 15/C/D3/2021-22
Name of the Bidder/ Bidding Firm / Company :
PRICE SCHEDULE (This BOQ template must not be modified/replaced by the bidder and the same should be uploaded after filling the relevant columns, else the bidder is liable to be rejected for this tender. Bidders are allowed to enter the Bidder Name and Values only )
NUMBER # | TEXT # | TEXT # | NUMBER # | TEXT # | NUMBER | NUMBER | TEXT | TEXT # | NUMBER # | TEXT# | TEXT # | NUMBER # | NUMBER | NUMBER | NUMBER | NUMBER | TEXT | TEXT | NUMBER | NUMBER | NUMBER | NUMBER | TEXT | TEXT | NUMBER | NUMBER | NUMBER | NUMBER | TEXT | TEXT | NUMBER | NUMBER | NUMBER | NUMBER | TEXT | TEXT | NUMBER | NUMBER | NUMBER | NUMBER | TEXT | TEXT | NUMBER | NUMBER | NUMBER # | NUMBER # | TEXT | TEXT | NUMBER # | NUMBER # | DATE | NUMBER # | NUMBER # | TEXT #
Sl. No. | Item Description | Item Code / Make | Quantity | Units | Estimated Rate in Rs. P |  |  | Addition / Deduction | Addition / Deduction Values | Currency Convertion against each Item | Quoted Currency in INR / Other Currency | BASIC RATE In Figures To be entered by the Bidder Rs. P | Excise Duty | VAT | Freight Charges ( Unloading & Stacking) | Any Other Taxes/Duties/Levies |  |  | Other Taxes 2 | IIIrd Party i.e DGS&D / RITES etc Inspection Charges @0.34%+Service Tax | Less for Cenvat Credit,if any respect of Supplies Under full Excise Duty Category | [30 empty] | TOTAL AMOUNT Without Taxes in Rs. P | TOTAL AMOUNT With Taxes | TOTAL AMOUNT In Words
1 | 2 | 3 | 4 | 5 | 6 | 7 | 8 | 9 | 10 | 11 | 12 | 13 | 14 | 15 | 16 | 17 | 18 | 19 | 20 | 21 | 22 | 23 | 24 | 25 | 26 | 27 | 28 | 29 | 30 | 31 | 32 | 33 | 34 | 35 | 36 | 37 | 38 | 39 | 40 | 41 | 42 | 43 | 44 | 45 | 46 | 47 | 48 | 49 | 50 | 51 | 52 | 7 | 54 | 8
1 | EARTH WORK | [53 empty] | 1 | EARTH WORK
1.01 | Earth work in surface excavation not exceeding 30 cm in depth but exceeding 1.5 m in width as well as 10 sqm on plan including getting out and disposal of excavated earth upto 50 m and lift upto 1.5 m, as directed by Engineer-in- Charge: | [53 empty] | 1.01 | Earth work in surface excavation not exceeding 30 cm in depth but exceeding 1.5 m in width as well as 10 sqm on plan including getting out and disposal of excavated earth upto 50 m and lift upto 1.5 m, as directed by Engineer-in- Charge:
1.02 | All kinds of soil |  | 5 | sqm | 81.15 |  |  | Excess(+) | 1 | Full Conversion | INR | [40 empty] | #VALUE! | #VALUE! | #VALUE! | 1.02 | All kinds of soil | 5 | sqm
1.03 | Earth work in excavation by mechanical means (Hydraulic excavator) / manual means in foundation trenches or drains (not exceeding 1.5 m in width or 10 sqm on plan), including dressing of sides and ramming of bottoms, lift upto 1.5 m, including getting out the excavated soil and disposal of surplus excavated soil as directed, within a lead of 50 m. | [53 empty] | 1.03 | Earth work in excavation by mechanical means (Hydraulic excavator) / manual means in foundation trenches or drains (not exceeding 1.5 m in width or 10 sqm on plan), including dressing of sides and ramming of bottoms, lift upto 1.5 m, including getting out the excavated soil and disposal of surplus excavated soil as directed, within a lead of 50 m.
1.04 | All kinds of soil. |  | 4.5 | cum | 221.22 |  |  | Excess(+) | 1 | Full Conversion | INR | [40 empty] | #VALUE! | #VALUE! | #VALUE! | 1.04 | All kinds of soil. | 4.5 | cum
1.05 | Excavating trenches of required width for pipes, cables, etc including excavation for sockets, and dressing of sides, ramming of bottoms, depth upto 1.5 m, including getting out the excavated soil, and then returning the soil as required, in layers not exceeding 20 cm in depth, including consolidating each deposited layer by ramming, watering, etc. and disposing of surplus excavated soil as directed, within a lead of 50 m : | [53 empty] | 1.05 | Excavating trenches of required width for pipes, cables, etc including excavation for sockets, and dressing of sides, ramming of bottoms, depth upto 1.5 m, including getting out the excavated soil, and then returning the soil as required, in layers not exceeding 20 cm in depth, including consolidating each deposited layer by ramming, watering, etc. and disposing of surplus excavated soil as directed, within a lead of 50 m :
1.06 | All kinds of soil | [53 empty] | 1.06 | All kinds of soil
1.07 | Pipes, cables etc. exceeding 80 mm dia. but not exceeding 300 mm dia |  | 5 | metre | 319.33 |  |  | Excess(+) | 1 | Full Conversion | INR | [40 empty] | #VALUE! | #VALUE! | #VALUE! | 1.07 | Pipes, cables etc. exceeding 80 mm dia. but not exceeding 300 mm dia | 5 | metre
2 | CONCRETE WORK | [53 empty] | 2 | CONCRETE WORK
2.01 | Providing and laying in position cement concrete of specified grade excluding the cost of centering and shuttering - All work up to plinth level : | [53 empty] | 2.01 | Providing and laying in position cement concrete of specified grade excluding the cost of centering and shuttering - All work up to plinth level :
2.02 | 1:2:4 (1 cement : 2 coarse sand (zone-III) derived from natural sources: 4 graded stone aggregate 20 mm nominal size derived from natural sources). |  | 1.2 | cum | 5952.3 |  |  | Excess(+) | 1 | Full Conversion | INR | [40 empty] | #VALUE! | #VALUE! | #VALUE! | 2.02 | 1:2:4 (1 cement : 2 coarse sand (zone-III) derived from natural sources: 4 graded stone aggregate 20 mm nominal size derived from natural sources). | 1.2 | cum
2.03 | Providing and laying cement concrete in retaining walls, return walls, walls (any thickness) including attached pilasters, columns, piers, abutments, pillars, posts, struts, buttresses, string or lacing courses, parapets, coping, bed blocks, anchor blocks, plain window sills, fillets, sunken floor etc., up to floor five level, excluding the cost of centering, shuttering and finishing : | [53 empty] | 2.03 | Providing and laying cement concrete in retaining walls, return walls, walls (any thickness) including attached pilasters, columns, piers, abutments, pillars, posts, struts, buttresses, string or lacing courses, parapets, coping, bed blocks, anchor blocks, plain window sills, fillets, sunken floor etc., up to floor five level, excluding the cost of centering, shuttering and finishing :
2.04 | 1:2:4 (1 Cement : 2 coarse sand (zone-III) derived from natural sources : 4 graded stone aggregate 20 mm nominal size derived from natural sources) |  | 1.5 | cum | 7500.66 |  |  | Excess(+) | 1 | Full Conversion | INR | [40 empty] | #VALUE! | #VALUE! | #VALUE! | 2.04 | 1:2:4 (1 Cement : 2 coarse sand (zone-III) derived from natural sources : 4 graded stone aggregate 20 mm nominal size derived from natural sources) | 1.5 | cum
2.05 | Making plinth protection 50mm thick of cement concrete 1:3:6 (1 cement : 3 coarse sand derived from natural sources : 6 graded stone aggregate 20 mm nominal size derived from natural sources) over 75mm thick bed of dry brick ballast 40 mm nominal size, well rammed and consolidated and grouted with fine sand, including necessary excavation, levelling & dressing & finishing the top smooth. |  | 5 | sqm | 538.4 |  |  | Excess(+) | 1 | Full Conversion | INR | [40 empty] | #VALUE! | #VALUE! | #VALUE! | 2.05 | Making plinth protection 50mm thick of cement concrete 1:3:6 (1 cement : 3 coarse sand derived from natural sources : 6 graded stone aggregate 20 mm nominal size derived from natural sources) over 75mm thick bed of dry brick ballast 40 mm nominal size, well rammed and consolidated and grouted with fine sand, including necessary excavation, levelling & dressing & finishing the top smooth. | 5 | sqm
3 | REINFORCED CEMENT CONCRETE | [53 empty] | 3 | REINFORCED CEMENT CONCRETE
3.01 | Reinforced cement concrete work in walls (any thickness), including attached pilasters, buttresses, plinth and string courses, fillets, columns, pillars, piers, abutments, posts and struts etc. above plinth level up to floor five level, excluding cost of centering, shuttering, finishing and reinforcement | [53 empty] | 3.01 | Reinforced cement concrete work in walls (any thickness), including attached pilasters, buttresses, plinth and string courses, fillets, columns, pillars, piers, abutments, posts and struts etc. above plinth level up to floor five level, excluding cost of centering, shuttering, finishing and reinforcement
3.02 | 1:1.5:3 (1 cement : 1.5 coarse sand (zone-III) derived from natural sources : 3 graded stone aggregate 20 mm nominal size derived from natural sources). |  | 0.45 | cum | 8159.58 |  |  | Excess(+) | 1 | Full Conversion | INR | [40 empty] | #VALUE! | #VALUE! | #VALUE! | 3.02 | 1:1.5:3 (1 cement : 1.5 coarse sand (zone-III) derived from natural sources : 3 graded stone aggregate 20 mm nominal size derived from natural sources). | 0.45 | cum
3.03 | Reinforced cement concrete work in beams, suspended floors, roofs having slope up to 15° landings, balconies, shelves, chajjas, lintels, bands, plain window sills, staircases and spiral stair cases above plinth level up to floor five level, excluding the cost of centering, shuttering, finishing and reinforcement, with 1:1.5:3 (1 cement: 1.5 coarse sand (zone-III)derived from natural sources: 3 graded stone aggregate 20 mm nominal size derived from natural sources). |  | 2.4 | cum | 8560.98 |  |  | Excess(+) | 1 | Full Conversion | INR | [40 empty] | #VALUE! | #VALUE! | #VALUE! | 3.03 | Reinforced cement concrete work in beams, suspended floors, roofs having slope up to 15° landings, balconies, shelves, chajjas, lintels, bands, plain window sills, staircases and spiral stair cases above plinth level up to floor five level, excluding the cost of centering, shuttering, finishing and reinforcement, with 1:1.5:3 (1 cement: 1.5 coarse sand (zone-III)derived from natural sources: 3 graded stone aggregate 20 mm nominal size derived from natural sources). | 2.4 | cum
3.04 | Centering and shuttering including strutting, propping etc. and removal of form for | [53 empty] | 3.04 | Centering and shuttering including strutting, propping etc. and removal of form for
3.05 | Foundations, footings, bases of columns, etc. for mass concrete |  | 1 | sqm | 249.76 |  |  | Excess(+) | 1 | Full Conversion | INR | [40 empty] | #VALUE! | #VALUE! | #VALUE! | 3.05 | Foundations, footings, bases of columns, etc. for mass concrete | 1 | sqm
3.06 | Walls (any thickness) including attached pilasters, butteresses, plinth and string courses etc. |  | 1 | sqm | 534.24 |  |  | Excess(+) | 1 | Full Conversion | INR | [40 empty] | #VALUE! | #VALUE! | #VALUE! | 3.06 | Walls (any thickness) including attached pilasters, butteresses, plinth and string courses etc. | 1 | sqm
3.07 | Suspended floors, roofs, landings, balconies and access platform |  | 2 | sqm | 607.67 |  |  | Excess(+) | 1 | Full Conversion | INR | [40 empty] | #VALUE! | #VALUE! | #VALUE! | 3.07 | Suspended floors, roofs, landings, balconies and access platform | 2 | sqm
3.08 | Shelves (Cast in situ) |  | 2.2 | sqm | 607.67 |  |  | Excess(+) | 1 | Full Conversion | INR | [40 empty] | #VALUE! | #VALUE! | #VALUE! | 3.08 | Shelves (Cast in situ) | 2.2 | sqm
3.09 | Stairs, (excluding landings) except spiral-staircases |  | 8 | sqm | 545.68 |  |  | Excess(+) | 1 | Full Conversion | INR | [40 empty] | #VALUE! | #VALUE! | #VALUE! | 3.09 | Stairs, (excluding landings) except spiral-staircases | 8 | sqm
3.1 | Small lintels not exceeding 1.5 m clear span, moulding as in cornices, window sills, string courses, bands, copings, bed plates, anchor blocks and the like |  | 5 | sqm | 249.76 |  |  | Excess(+) | 1 | Full Conversion | INR | [40 empty] | #VALUE! | #VALUE! | #VALUE! | 3.1 | Small lintels not exceeding 1.5 m clear span, moulding as in cornices, window sills, string courses, bands, copings, bed plates, anchor blocks and the like | 5 | sqm
3.11 | Edges of slabs and breaks in floors and walls | [53 empty] | 3.11 | Edges of slabs and breaks in floors and walls
3.12 | Under 20 cm wide |  | 20 | metre | 151.91 |  |  | Excess(+) | 1 | Full Conversion | INR | [40 empty] | #VALUE! | #VALUE! | #VALUE! | 3.12 | Under 20 cm wide | 20 | metre
3.13 | Steel reinforcement for R.C.C. work including straightening, cutting, bending, placing in position and binding all complete upto plinth level. | [53 empty] | 3.13 | Steel reinforcement for R.C.C. work including straightening, cutting, bending, placing in position and binding all complete upto plinth level.
3.14 | Thermo-Mechanically Treated bars of grade Fe-500D or more. |  | 410 | kg | 73.21 |  |  | Excess(+) | 1 | Full Conversion | INR | [40 empty] | #VALUE! | #VALUE! | #VALUE! | 3.14 | Thermo-Mechanically Treated bars of grade Fe-500D or more. | 410 | kg
3.15 | Add for plaster drip course/ groove in plastered surface or moulding to R.C.C. projections. |  | 60 | metre | 51.64 |  |  | Excess(+) | 1 | Full Conversion | INR | [40 empty] | #VALUE! | #VALUE! | #VALUE! | 3.15 | Add for plaster drip course/ groove in plastered surface or moulding to R.C.C. projections. | 60 | metre
4 | MASONRY WORK | [53 empty] | 4 | MASONRY WORK
4.01 | Brick work with common burnt clay modular bricks of class designation 7.5 in foundation and plinth in: | [53 empty] | 4.01 | Brick work with common burnt clay modular bricks of class designation 7.5 in foundation and plinth in:
4.02 | Cement Mortar 1:6 (1 cement : 6 coarse sand). |  | 1 | cum | 4649.36 |  |  | Excess(+) | 1 | Full Conversion | INR | [40 empty] | #VALUE! | #VALUE! | #VALUE! | 4.02 | Cement Mortar 1:6 (1 cement : 6 coarse sand). | 1 | cum
4.03 | Brick work with common burnt clay F.P.S. (non modular) bricks of class designation 7.5 in superstructure above plinth level up to floor V level in all shapes and sizes in : | [53 empty] | 4.03 | Brick work with common burnt clay F.P.S. (non modular) bricks of class designation 7.5 in superstructure above plinth level up to floor V level in all shapes and sizes in :
4.04 | Cement mortar 1:6 (1 cement : 6 coarse sand) |  | 9 | cum | 6655.37 |  |  | Excess(+) | 1 | Full Conversion | INR | [40 empty] | #VALUE! | #VALUE! | #VALUE! | 4.04 | Cement mortar 1:6 (1 cement : 6 coarse sand) | 9 | cum
4.05 | Half brick masonry with common burnt clay F.P.S. (non modular) bricks of class designation 7.5 in superstructure above plinth level up to floor V level. | [53 empty] | 4.05 | Half brick masonry with common burnt clay F.P.S. (non modular) bricks of class designation 7.5 in superstructure above plinth level up to floor V level.
4.06 | Cement mortar 1:4 (1 cement :4 coarse sand) |  | 2 | sqm | 817.27 |  |  | Excess(+) | 1 | Full Conversion | INR | [40 empty] | #VALUE! | #VALUE! | #VALUE! | 4.06 | Cement mortar 1:4 (1 cement :4 coarse sand) | 2 | sqm
4.07 | Brick edging 7cm wide 11.4 cm deep to plinth protection with common burnt clay F.P.S. (non modular) bricks of class designation 7.5 including grouting with cement mortar 1:4 (1 cement : 4 fine sand). |  | 5 | metre | 45.59 |  |  | Excess(+) | 1 | Full Conversion | INR | [40 empty] | #VALUE! | #VALUE! | #VALUE! | 4.07 | Brick edging 7cm wide 11.4 cm deep to plinth protection with common burnt clay F.P.S. (non modular) bricks of class designation 7.5 including grouting with cement mortar 1:4 (1 cement : 4 fine sand). | 5 | metre
5 | CLADDING WORK | [53 empty] | 5 | CLADDING WORK
5.01 | Providing and fixing Ist quality ceramic glazed wall tiles conforming to IS: 15622 (thickness to be specified by the manufacturer), of approved make, in all colours, shades except burgundy, bottle green, black of any size as approved by Engineer-in-Charge, in skirting, risers of steps and dados, over 12 mm thick bed of cement mortar 1:3 (1 cement : 3 coarse sand) and jointing with grey cement slurry @ 3.3kg per sqm, including pointing in white cement mixed with pigment of matching shade complete. |  | 19 | sqm | 903.38 |  |  | Excess(+) | 1 | Full Conversion | INR | [40 empty] | #VALUE! | #VALUE! | #VALUE! | 5.01 | Providing and fixing Ist quality ceramic glazed wall tiles conforming to IS: 15622 (thickness to be specified by the manufacturer), of approved make, in all colours, shades except burgundy, bottle green, black of any size as approved by Engineer-in-Charge, in skirting, risers of steps and dados, over 12 mm thick bed of cement mortar 1:3 (1 cement : 3 coarse sand) and jointing with grey cement slurry @ 3.3kg per sqm, including pointing in white cement mixed with pigment of matching shade complete. | 19 | sqm
6 | WOOD AND PVC WORK | [53 empty] | 6 | WOOD AND PVC WORK
6.01 | Providing and fixing glazed shutters for doors, windows and clerestory windows using 4 mm thick float glass panes, including ISI marked M.S. pressed butt hinges bright finished of required size with necessary screws. | [53 empty] | 6.01 | Providing and fixing glazed shutters for doors, windows and clerestory windows using 4 mm thick float glass panes, including ISI marked M.S. pressed butt hinges bright finished of required size with necessary screws.
6.02 | Second class teak wood | [53 empty] | 6.02 | Second class teak wood
6.03 | 35 mm thick |  | 0.6 | sqm | 3817.4 |  |  | Excess(+) | 1 | Full Conversion | INR | [40 empty] | #VALUE! | #VALUE! | #VALUE! | 6.03 | 35 mm thick | 0.6 | sqm
6.04 | Providing and fixing M.S. grills of required pattern in frames of windows etc. with M.S. flats, square or round bars etc. including priming coat with approved steel primer all complete. | [53 empty] | 6.04 | Providing and fixing M.S. grills of required pattern in frames of windows etc. with M.S. flats, square or round bars etc. including priming coat with approved steel primer all complete.
6.05 | Fixed to openings /wooden frames with rawl plugs screws etc. |  | 15 | kg | 160.89 |  |  | Excess(+) | 1 | Full Conversion | INR | [40 empty] | #VALUE! | #VALUE! | #VALUE! | 6.05 | Fixed to openings /wooden frames with rawl plugs screws etc. | 15 | kg
6.06 | Providing and fixing aluminium tower bolts, ISI marked, anodised (anodic coating not less than grade AC 10 as per IS : 1868 ) transparent or dyed to required colour or shade, with necessary screws etc. complete : | [53 empty] | 6.06 | Providing and fixing aluminium tower bolts, ISI marked, anodised (anodic coating not less than grade AC 10 as per IS : 1868 ) transparent or dyed to required colour or shade, with necessary screws etc. complete :
6.07 | 100x10 mm |  | 4 | each | 50.99 |  |  | Excess(+) | 1 | Full Conversion | INR | [40 empty] | #VALUE! | #VALUE! | #VALUE! | 6.07 | 100x10 mm | 4 | each
6.08 | Providing and fixing aluminium handles, ISI marked, anodised (anodic coating not less than grade AC 10 as per IS : 1868) transparent or dyed to required colour or shade, with necessary screws etc. complete : | [53 empty] | 6.08 | Providing and fixing aluminium handles, ISI marked, anodised (anodic coating not less than grade AC 10 as per IS : 1868) transparent or dyed to required colour or shade, with necessary screws etc. complete :
6.09 | 100 mm |  | 2 | each | 46.34 |  |  | Excess(+) | 1 | Full Conversion | INR | [40 empty] | #VALUE! | #VALUE! | #VALUE! | 6.09 | 100 mm | 2 | each
6.1 | Providing and fixing aluminium hanging floor door stopper, ISI marked, anodised (anodic coating not less than grade AC 10 as per IS : 1868) transparent or dyed to required colour and shade, with necessary screws etc. complete. | [53 empty] | 6.1 | Providing and fixing aluminium hanging floor door stopper, ISI marked, anodised (anodic coating not less than grade AC 10 as per IS : 1868) transparent or dyed to required colour and shade, with necessary screws etc. complete.
6.11 | Twin rubber stopper |  | 14 | each | 54.41 |  |  | Excess(+) | 1 | Full Conversion | INR | [40 empty] | #VALUE! | #VALUE! | #VALUE! | 6.11 | Twin rubber stopper | 14 | each
6.12 | Providing and fixing fly proof stainless steel grade 304 wire gauge, to windows and clerestory windows using wire gauge with average width of aperture 1.4 mm in both directions with wire of dia. 0.50 mm all complete. | [53 empty] | 6.12 | Providing and fixing fly proof stainless steel grade 304 wire gauge, to windows and clerestory windows using wire gauge with average width of aperture 1.4 mm in both directions with wire of dia. 0.50 mm all complete.
6.13 | With 2nd class teak wood beading 62X19 mm |  | 5 | sqm | 1186.85 |  |  | Excess(+) | 1 | Full Conversion | INR | [40 empty] | #VALUE! | #VALUE! | #VALUE! | 6.13 | With 2nd class teak wood beading 62X19 mm | 5 | sqm
7 | STEEL WORK | [53 empty] | 7 | STEEL WORK
7.01 | Structural steel work riveted, bolted or welded in built up sections, trusses and framed work, including cutting, hoisting, fixing in position and applying a priming coat of approved steel primer all complete. |  | 20 | kg | 89.22 |  |  | Excess(+) | 1 | Full Conversion | INR | [40 empty] | #VALUE! | #VALUE! | #VALUE! | 7.01 | Structural steel work riveted, bolted or welded in built up sections, trusses and framed work, including cutting, hoisting, fixing in position and applying a priming coat of approved steel primer all complete. | 20 | kg
7.02 | Providing and fixing 1mm thick M.S. sheet door with frame of 40x40x6 mm angle iron and 3 mm M.S. gusset plates at the junctions and corners, all necessary fittings complete, including applying a priming coat of approved steel primer. | [53 empty] | 7.02 | Providing and fixing 1mm thick M.S. sheet door with frame of 40x40x6 mm angle iron and 3 mm M.S. gusset plates at the junctions and corners, all necessary fittings complete, including applying a priming coat of approved steel primer.
7.03 | Using M.S. angels 40x40x6 mm for diagonal braces |  | 1.1 | sqm | 3882.64 |  |  | Excess(+) | 1 | Full Conversion | INR | [40 empty] | #VALUE! | #VALUE! | #VALUE! | 7.03 | Using M.S. angels 40x40x6 mm for diagonal braces | 1.1 | sqm
7.04 | Steel work welded in built up sections/ framed work, including cutting, hoisting, fixing in position and applying a priming coat of approved steel primer using structural steel etc. as required. | [53 empty] | 7.04 | Steel work welded in built up sections/ framed work, including cutting, hoisting, fixing in position and applying a priming coat of approved steel primer using structural steel etc. as required.
7.05 | In gratings, frames, guard bar, ladder, railings, brackets, gates and similar works |  | 560 | kg | 114.86 |  |  | Excess(+) | 1 | Full Conversion | INR | [40 empty] | #VALUE! | #VALUE! | #VALUE! | 7.05 | In gratings, frames, guard bar, ladder, railings, brackets, gates and similar works | 560 | kg
7.06 | Providing and fixing hand rail of approved size by welding etc. to steel ladder railing, balcony railing, staircase railing and similar works, including applying priming coat of approved steel primer. | [53 empty] | 7.06 | Providing and fixing hand rail of approved size by welding etc. to steel ladder railing, balcony railing, staircase railing and similar works, including applying priming coat of approved steel primer.
7.07 | M.S. tube |  | 290 | kg | 127.71 |  |  | Excess(+) | 1 | Full Conversion | INR | [40 empty] | #VALUE! | #VALUE! | #VALUE! | 7.07 | M.S. tube | 290 | kg
8 | FLOORING | [53 empty] | 8 | FLOORING
8.01 | Brick on edge flooring with bricks of class designation 7.5 on a bed of 12 mm cement mortar, including filling the joints with same mortar, with common burnt clay non modular bricks: | [53 empty] | 8.01 | Brick on edge flooring with bricks of class designation 7.5 on a bed of 12 mm cement mortar, including filling the joints with same mortar, with common burnt clay non modular bricks:
8.02 | 1:6 (1cement : 6 coarse sand) |  | 10 | sqm | 727.27 |  |  | Excess(+) | 1 | Full Conversion | INR | [40 empty] | #VALUE! | #VALUE! | #VALUE! | 8.02 | 1:6 (1cement : 6 coarse sand) | 10 | sqm
8.03 | Cement concrete flooring 1:2:4 (1 cement : 2 coarse sand : 4 graded stone aggregate) finished with a floating coat of neat cement, including cement slurry, but excluding the cost of nosing of steps etc. complete. | [53 empty] | 8.03 | Cement concrete flooring 1:2:4 (1 cement : 2 coarse sand : 4 graded stone aggregate) finished with a floating coat of neat cement, including cement slurry, but excluding the cost of nosing of steps etc. complete.
8.04 | 40 mm thick with 20 mm nominal size stone aggregate |  | 10 | sqm | 436.96 |  |  | Excess(+) | 1 | Full Conversion | INR | [40 empty] | #VALUE! | #VALUE! | #VALUE! | 8.04 | 40 mm thick with 20 mm nominal size stone aggregate | 10 | sqm
8.05 | Providing and fixing glass strips in joints of terrazo/ cement concrete floors. | [53 empty] | 8.05 | Providing and fixing glass strips in joints of terrazo/ cement concrete floors.
8.06 | 40 mm wide and 4 mm thick |  | 20 | metre | 65.89 |  |  | Excess(+) | 1 | Full Conversion | INR | [40 empty] | #VALUE! | #VALUE! | #VALUE! | 8.06 | 40 mm wide and 4 mm thick | 20 | metre
8.07 | Providing and laying Ceramic glazed floor tiles of size 300x300 mm (thickness to be specified by the manufacturer) of 1st quality conforming to IS : 15622 of approved make in colours such as White, Ivory, Grey, Fume Red Brown, laid on 20 mm thick cement mortar 1:4 (1 Cement : 4 Coarse sand), Jointing with grey cement slurry @ 3.3 kg/sqm including pointing the joints with white cement and matching pigment etc., complete. |  | 5.5 | sqm | 812.71 |  |  | Excess(+) | 1 | Full Conversion | INR | [40 empty] | #VALUE! | #VALUE! | #VALUE! | 8.07 | Providing and laying Ceramic glazed floor tiles of size 300x300 mm (thickness to be specified by the manufacturer) of 1st quality conforming to IS : 15622 of approved make in colours such as White, Ivory, Grey, Fume Red Brown, laid on 20 mm thick cement mortar 1:4 (1 Cement : 4 Coarse sand), Jointing with grey cement slurry @ 3.3 kg/sqm including pointing the joints with white cement and matching pigment etc., complete. | 5.5 | sqm
8.08 | Providing and laying Vitrified tiles in different sizes (thickness to be specified by manufacturer), with water absorption less than 0.08 % and conforming to I.S. 15622, of approved make, in all colours & shade, in skirting, riser of steps, over 12 mm thick bed of cement mortar 1:3 (1 cement: 3 coarse sand), jointing with grey cement slurry @ 3.3 kg/ sqm including grouting the joint with white cement & matching pigments etc. complete. | [53 empty] | 8.08 | Providing and laying Vitrified tiles in different sizes (thickness to be specified by manufacturer), with water absorption less than 0.08 % and conforming to I.S. 15622, of approved make, in all colours & shade, in skirting, riser of steps, over 12 mm thick bed of cement mortar 1:3 (1 cement: 3 coarse sand), jointing with grey cement slurry @ 3.3 kg/ sqm including grouting the joint with white cement & matching pigments etc. complete.
8.09 | Size of Tile 600x600 mm |  | 0.5 | sqm | 1355.41 |  |  | Excess(+) | 1 | Full Conversion | INR | [40 empty] | #VALUE! | #VALUE! | #VALUE! | 8.09 | Size of Tile 600x600 mm | 0.5 | sqm
8.1 | Providing and laying Vitrified tiles in floor with different sizes (thickness to be specified by the manufacturer), with water absorption less than 0.08% and conforming to IS:15622, of approved brand & manufacturer, in all colours and shade, laid with cement based high polymer modified quick set tile adhesive (water based) conforming to IS : 15477, in average 6 mm thickness, including grouting of joints (Payment for grouting of joints to be made separately). | [53 empty] | 8.1 | Providing and laying Vitrified tiles in floor with different sizes (thickness to be specified by the manufacturer), with water absorption less than 0.08% and conforming to IS:15622, of approved brand & manufacturer, in all colours and shade, laid with cement based high polymer modified quick set tile adhesive (water based) conforming to IS : 15477, in average 6 mm thickness, including grouting of joints (Payment for grouting of joints to be made separately).
8.11 | Size of Tile 600x600 mm |  | 1 | sqm | 1411.62 |  |  | Excess(+) | 1 | Full Conversion | INR | [40 empty] | #VALUE! | #VALUE! | #VALUE! | 8.11 | Size of Tile 600x600 mm | 1 | sqm
8.12 | Extra for Providing and fixing of 8 mm to 9 mm tick cermicg glazed wall tiles instead of 5 mm thick cermic glazed wall tiles |  | 19 | Sqm | 155.81 |  |  | Excess(+) | 1 | Full Conversion | INR | [40 empty] | #VALUE! | #VALUE! | #VALUE! | 8.12 | Extra for Providing and fixing of 8 mm to 9 mm tick cermicg glazed wall tiles instead of 5 mm thick cermic glazed wall tiles | 19 | Sqm
8.13 | Extra for providing and fixing Vitrified floor tiles 60x60 cm size in double charge instead of ordinary Vitrified floor tiles 60x60 cm size |  | 1.5 | Sqm | 120.21 |  |  | Excess(+) | 1 | Full Conversion | INR | [40 empty] | #VALUE! | #VALUE! | #VALUE! | 8.13 | Extra for providing and fixing Vitrified floor tiles 60x60 cm size in double charge instead of ordinary Vitrified floor tiles 60x60 cm size | 1.5 | Sqm
9 | ROOFING | [53 empty] | 9 | ROOFING
9.01 | Providing and fixing on wall face unplasticised Rigid PVC rain water pipes conforming to IS : 13592 Type A, including jointing with seal ring conforming to IS : 5382, leaving 10 mm gap for thermal expansion, (i) Single socketed pipes. | [53 empty] | 9.01 | Providing and fixing on wall face unplasticised Rigid PVC rain water pipes conforming to IS : 13592 Type A, including jointing with seal ring conforming to IS : 5382, leaving 10 mm gap for thermal expansion, (i) Single socketed pipes.
9.02 | 110 mm diameter |  | 4.5 | metre | 267.47 |  |  | Excess(+) | 1 | Full Conversion | INR | [40 empty] | #VALUE! | #VALUE! | #VALUE! | 9.02 | 110 mm diameter | 4.5 | metre
10 | FINISHING | [53 empty] | 10 | FINISHING
10.01 | 12 mm cement plaster of mix : | [53 empty] | 10.01 | 12 mm cement plaster of mix :
10.02 | 1:6 (1 cement: 6 coarse sand) |  | 65 | sqm | 231.08 |  |  | Excess(+) | 1 | Full Conversion | INR | [40 empty] | #VALUE! | #VALUE! | #VALUE! | 10.02 | 1:6 (1 cement: 6 coarse sand) | 65 | sqm
10.03 | 15 mm cement plaster on rough side of single or half brick wall of mix: | [53 empty] | 10.03 | 15 mm cement plaster on rough side of single or half brick wall of mix:
10.04 | 1:6 (1 cement: 6 coarse sand) |  | 70 | sqm | 266.46 |  |  | Excess(+) | 1 | Full Conversion | INR | [40 empty] | #VALUE! | #VALUE! | #VALUE! | 10.04 | 1:6 (1 cement: 6 coarse sand) | 70 | sqm
10.05 | 12 mm cement plaster finished with a floating coat of neat cement of mix : | [53 empty] | 10.05 | 12 mm cement plaster finished with a floating coat of neat cement of mix :
10.06 | 1:4 (1 cement: 4 fine sand) |  | 30 | sqm | 287.81 |  |  | Excess(+) | 1 | Full Conversion | INR | [40 empty] | #VALUE! | #VALUE! | #VALUE! | 10.06 | 1:4 (1 cement: 4 fine sand) | 30 | sqm
10.07 | 6 mm cement plaster of mix : | [53 empty] | 10.07 | 6 mm cement plaster of mix :
10.08 | 1:3 (1 cement : 3 fine sand) |  | 5 | sqm | 199.34 |  |  | Excess(+) | 1 | Full Conversion | INR | [40 empty] | #VALUE! | #VALUE! | #VALUE! | 10.08 | 1:3 (1 cement : 3 fine sand) | 5 | sqm
10.09 | Pointing on tile brick work with cement mortar 1:3 (1 cement : 3 fine sand): | [53 empty] | 10.09 | Pointing on tile brick work with cement mortar 1:3 (1 cement : 3 fine sand):
10.1 | Flush/ Ruled/ Struck or weathered pointing |  | 30 | sqm | 228.76 |  |  | Excess(+) | 1 | Full Conversion | INR | [40 empty] | #VALUE! | #VALUE! | #VALUE! | 10.1 | Flush/ Ruled/ Struck or weathered pointing | 30 | sqm
10.11 | Distempering with 1st quality acrylic distemper (ready mixed) having VOC content less than 50 gms/litre, of approved manufacturer, of required shade and colour complete, as per manufacturer's specification. | [53 empty] | 10.11 | Distempering with 1st quality acrylic distemper (ready mixed) having VOC content less than 50 gms/litre, of approved manufacturer, of required shade and colour complete, as per manufacturer's specification.
10.12 | Two or more coats on new work |  | 100 | sqm | 76.41 |  |  | Excess(+) | 1 | Full Conversion | INR | [40 empty] | #VALUE! | #VALUE! | #VALUE! | 10.12 | Two or more coats on new work | 100 | sqm
10.13 | Finishing walls with Premium Acrylic Smooth exterior paint with Silicone additives of required shade: | [53 empty] | 10.13 | Finishing walls with Premium Acrylic Smooth exterior paint with Silicone additives of required shade:
10.14 | New work (Two or more coats applied @ 1.43 ltr/10 sqm over and including priming coat of exterior primer applied @ 2.20 kg/10 sqm) |  | 150 | sqm | 141.3 |  |  | Excess(+) | 1 | Full Conversion | INR | [40 empty] | #VALUE! | #VALUE! | #VALUE! | 10.14 | New work (Two or more coats applied @ 1.43 ltr/10 sqm over and including priming coat of exterior primer applied @ 2.20 kg/10 sqm) | 150 | sqm
10.15 | Painting with synthetic enamel paint of approved brand and manufacture to give an even shade : | [53 empty] | 10.15 | Painting with synthetic enamel paint of approved brand and manufacture to give an even shade :
10.16 | Two or more coats on new work |  | 70 | sqm | 106.58 |  |  | Excess(+) | 1 | Full Conversion | INR | [40 empty] | #VALUE! | #VALUE! | #VALUE! | 10.16 | Two or more coats on new work | 70 | sqm
10.17 | Providing and applying white cement based putty of average thickness 1 mm, of approved brand and manufacturer, over the plastered wall surface to prepare the surface even and smooth complete. |  | 100 | sqm | 100.96 |  |  | Excess(+) | 1 | Full Conversion | INR | [40 empty] | #VALUE! | #VALUE! | #VALUE! | 10.17 | Providing and applying white cement based putty of average thickness 1 mm, of approved brand and manufacturer, over the plastered wall surface to prepare the surface even and smooth complete. | 100 | sqm
10.18 | White washing with lime to give an even shade : | [53 empty] | 10.18 | White washing with lime to give an even shade :
10.19 | Old work (two or more coats) |  | 240 | sqm | 14.69 |  |  | Excess(+) | 1 | Full Conversion | INR | [40 empty] | #VALUE! | #VALUE! | #VALUE! | 10.19 | Old work (two or more coats) | 240 | sqm
10.2 | Removing dry or oil bound distemper, water proofing cement paint and the like by scrapping, sand papering and preparing the surface smooth including necessary repairs to scratches etc. complete. |  | 100 | sqm | 16 |  |  | Excess(+) | 1 | Full Conversion | INR | [40 empty] | #VALUE! | #VALUE! | #VALUE! | 10.2 | Removing dry or oil bound distemper, water proofing cement paint and the like by scrapping, sand papering and preparing the surface smooth including necessary repairs to scratches etc. complete. | 100 | sqm
10.21 | Painting with synthetic enamel paint of approved brand and manufacture of required colour to give an even shade : | [53 empty] | 10.21 | Painting with synthetic enamel paint of approved brand and manufacture of required colour to give an even shade :
10.22 | One or more coats on old work |  | 130 | sqm | 70.1 |  |  | Excess(+) | 1 | Full Conversion | INR | [40 empty] | #VALUE! | #VALUE! | #VALUE! | 10.22 | One or more coats on old work | 130 | sqm
10.23 | Distempering with 1st quality acrylic distemper (ready made) having VOC content less than 50 gm per ltr. of approved manufacturer and of required shade and colour complete. as per manufacturer's specification. | [53 empty] | 10.23 | Distempering with 1st quality acrylic distemper (ready made) having VOC content less than 50 gm per ltr. of approved manufacturer and of required shade and colour complete. as per manufacturer's specification.
10.24 | One or more coats on old work |  | 270 | sqm | 42.13 |  |  | Excess(+) | 1 | Full Conversion | INR | [40 empty] | #VALUE! | #VALUE! | #VALUE! | 10.24 | One or more coats on old work | 270 | sqm
10.25 | Finishing walls with Premium Acrylic Smooth exterior paint with Silicone additives of required shade | [53 empty] | 10.25 | Finishing walls with Premium Acrylic Smooth exterior paint with Silicone additives of required shade
10.26 | Old work (Two or more coats applied @ 1.43 ltr/ 10 sqm) over existing cement paint surface |  | 380 | sqm | 85.71 |  |  | Excess(+) | 1 | Full Conversion | INR | [40 empty] | #VALUE! | #VALUE! | #VALUE! | 10.26 | Old work (Two or more coats applied @ 1.43 ltr/ 10 sqm) over existing cement paint surface | 380 | sqm
11 | REPAIRS TO BUILDING | [53 empty] | 11 | REPAIRS TO BUILDING
11.01 | Repairs to plaster of thickness 12 mm to 20 mm in patches of area 2.5 sq.meters and under, including cutting the patch in proper shape, raking out joints and preparing and plastering the surface of the walls complete, including disposal of rubbish to the dumping ground, all complete as per direction of Engineer-in-Charge. | [53 empty] | 11.01 | Repairs to plaster of thickness 12 mm to 20 mm in patches of area 2.5 sq.meters and under, including cutting the patch in proper shape, raking out joints and preparing and plastering the surface of the walls complete, including disposal of rubbish to the dumping ground, all complete as per direction of Engineer-in-Charge.
11.02 | With cement mortar 1:4 (1cement: 4 coarse sand) |  | 10 | sqm | 376.68 |  |  | Excess(+) | 1 | Full Conversion | INR | [40 empty] | #VALUE! | #VALUE! | #VALUE! | 11.02 | With cement mortar 1:4 (1cement: 4 coarse sand) | 10 | sqm
11.03 | Fixing chowkhats in existing opening including embedding chowkhats in floors or walls cutting masonry for holdfasts, embedding hold fasts in cement concrete blocks of size 15 x 10 x 10 cm with cement concrete 1:3:6 (1 cement : 3 coarse sand : 6 graded stone aggregate 20 mm nominal size), painting two coats of approved wood preservative to sides of chowkhats and making good the damages to walls and floors as required complete, including disposal of rubbish to the dumping ground, all complete as per direction of Engineer-in-Charge. | [53 empty] | 11.03 | Fixing chowkhats in existing opening including embedding chowkhats in floors or walls cutting masonry for holdfasts, embedding hold fasts in cement concrete blocks of size 15 x 10 x 10 cm with cement concrete 1:3:6 (1 cement : 3 coarse sand : 6 graded stone aggregate 20 mm nominal size), painting two coats of approved wood preservative to sides of chowkhats and making good the damages to walls and floors as required complete, including disposal of rubbish to the dumping ground, all complete as per direction of Engineer-in-Charge.
11.04 | Door chowkhats |  | 1 | each | 1198.47 |  |  | Excess(+) | 1 | Full Conversion | INR | [40 empty] | #VALUE! | #VALUE! | #VALUE! | 11.04 | Door chowkhats | 1 | each
11.05 | Raking out joints in lime or cement mortar and preparing the surface for re-pointing or replastering, including disposal of rubbish to the dumping ground, all complete as per direction of Engineer-in-Charge. |  | 15 | sqm | 45.33 |  |  | Excess(+) | 1 | Full Conversion | INR | [40 empty] | #VALUE! | #VALUE! | #VALUE! | 11.05 | Raking out joints in lime or cement mortar and preparing the surface for re-pointing or replastering, including disposal of rubbish to the dumping ground, all complete as per direction of Engineer-in-Charge. | 15 | sqm
12 | DISMANTLING AND DEMOLISHING | [53 empty] | 12 | DISMANTLING AND DEMOLISHING
12.01 | Demolishing lime concrete manually/ by mechanical means and disposal of material within 50 metres lead as per direction of Engineer- in-charge. |  | 21 | cum | 532.66 |  |  | Excess(+) | 1 | Full Conversion | INR | [40 empty] | #VALUE! | #VALUE! | #VALUE! | 12.01 | Demolishing lime concrete manually/ by mechanical means and disposal of material within 50 metres lead as per direction of Engineer- in-charge. | 21 | cum
12.02 | Demolishing cement concrete manually/ by mechanical means including disposal of material within 50 metres lead as per direction of Engineer - in - charge. | [53 empty] | 12.02 | Demolishing cement concrete manually/ by mechanical means including disposal of material within 50 metres lead as per direction of Engineer - in - charge.
12.03 | Nominal concrete 1:3:6 or richer mix (i/c equivalent design mix) |  | 8 | cum | 1523.41 |  |  | Excess(+) | 1 | Full Conversion | INR | [40 empty] | #VALUE! | #VALUE! | #VALUE! | 12.03 | Nominal concrete 1:3:6 or richer mix (i/c equivalent design mix) | 8 | cum
12.04 | Nominal concrete 1:4:8 or leaner mix (i/c equivalent design mix) |  | 2.5 | cum | 940.64 |  |  | Excess(+) | 1 | Full Conversion | INR | [40 empty] | #VALUE! | #VALUE! | #VALUE! | 12.04 | Nominal concrete 1:4:8 or leaner mix (i/c equivalent design mix) | 2.5 | cum
12.05 | Demolishing R.C.C. work manually/ by mechanical means including stacking of steel bars and disposal of unserviceable material within 50 metres lead as per direction of Engineer - in- charge. |  | 0.5 | cum | 2222.45 |  |  | Excess(+) | 1 | Full Conversion | INR | [40 empty] | #VALUE! | #VALUE! | #VALUE! | 12.05 | Demolishing R.C.C. work manually/ by mechanical means including stacking of steel bars and disposal of unserviceable material within 50 metres lead as per direction of Engineer - in- charge. | 0.5 | cum
12.06 | Extra for cutting reinforcement bars manually/ by mechanical means in R.C.C. or R.B. work (Payment shall be made on the cross sectional area of R.C.C. or R.B. work) as per direction of Engineer-in-charge. |  | 0.5 | sqm | 756.99 |  |  | Excess(+) | 1 | Full Conversion | INR | [40 empty] | #VALUE! | #VALUE! | #VALUE! | 12.06 | Extra for cutting reinforcement bars manually/ by mechanical means in R.C.C. or R.B. work (Payment shall be made on the cross sectional area of R.C.C. or R.B. work) as per direction of Engineer-in-charge. | 0.5 | sqm
12.07 | Demolishing brick work manually/ by mechanical means including stacking of serviceable material and disposal of unserviceable material within 50 metres lead as per direction of Engineer-in-charge. | [53 empty] | 12.07 | Demolishing brick work manually/ by mechanical means including stacking of serviceable material and disposal of unserviceable material within 50 metres lead as per direction of Engineer-in-charge.
12.08 | In cement mortar |  | 9.5 | cum | 1288.82 |  |  | Excess(+) | 1 | Full Conversion | INR | [40 empty] | #VALUE! | #VALUE! | #VALUE! | 12.08 | In cement mortar | 9.5 | cum
12.09 | Taking out doors, windows and clerestory window shutters (steel or wood) including stacking within 50 metres lead : | [53 empty] | 12.09 | Taking out doors, windows and clerestory window shutters (steel or wood) including stacking within 50 metres lead :
12.1 | Of area 3 sq. metres and below |  | 2 | each | 93.42 |  |  | Excess(+) | 1 | Full Conversion | INR | [40 empty] | #VALUE! | #VALUE! | #VALUE! | 12.1 | Of area 3 sq. metres and below | 2 | each
12.11 | Dismantling tile work in floors and roofs laid in cement mortar including stacking material within 50 metres lead. | [53 empty] | 12.11 | Dismantling tile work in floors and roofs laid in cement mortar including stacking material within 50 metres lead.
12.12 | For thickness of tiles 10 mm to 25 mm |  | 20 | sqm | 48.09 |  |  | Excess(+) | 1 | Full Conversion | INR | [40 empty] | #VALUE! | #VALUE! | #VALUE! | 12.12 | For thickness of tiles 10 mm to 25 mm | 20 | sqm
12.13 | Demolishing brick tile covering in terracing including stacking of serviceable material and disposal of unserviceable material within 50 metres lead. |  | 139 | sqm | 69.79 |  |  | Excess(+) | 1 | Full Conversion | INR | [40 empty] | #VALUE! | #VALUE! | #VALUE! | 12.13 | Demolishing brick tile covering in terracing including stacking of serviceable material and disposal of unserviceable material within 50 metres lead. | 139 | sqm
12.14 | Demolishing mud phaska in terracing and disposal of material within 50 metres lead. |  | 4.2 | cum | 571.94 |  |  | Excess(+) | 1 | Full Conversion | INR | [40 empty] | #VALUE! | #VALUE! | #VALUE! | 12.14 | Demolishing mud phaska in terracing and disposal of material within 50 metres lead. | 4.2 | cum
12.15 | Dismantling old plaster or skirting raking out joints and cleaning the surface for plaster including disposal of rubbish to the dumping ground within 50 metres lead. |  | 30 | sqm | 34.2 |  |  | Excess(+) | 1 | Full Conversion | INR | [40 empty] | #VALUE! | #VALUE! | #VALUE! | 12.15 | Dismantling old plaster or skirting raking out joints and cleaning the surface for plaster including disposal of rubbish to the dumping ground within 50 metres lead. | 30 | sqm
12.16 | Disposal of building rubbish / malba / similar unserviceable, dismantled or waste materials by mechanical means, including loading, transporting, unloading to approved municipal dumping ground or as approved by Engineer-in-charge, beyond 50 m initial lead, for all leads including all lifts involved. |  | 60 | cum | 121.74 |  |  | Excess(+) | 1 | Full Conversion | INR | [40 empty] | #VALUE! | #VALUE! | #VALUE! | 12.16 | Disposal of building rubbish / malba / similar unserviceable, dismantled or waste materials by mechanical means, including loading, transporting, unloading to approved municipal dumping ground or as approved by Engineer-in-charge, beyond 50 m initial lead, for all leads including all lifts involved. | 60 | cum
13 | SANITARY INSTALLATIONS | [53 empty] | 13 | SANITARY INSTALLATIONS
13.01 | Providing and fixing water closet squatting pan (Indian type W.C. pan ) with 100 mm sand cast Iron P or S trap, 10 litre low level white P.V.C. flushing cistern, including flush pipe, with manually controlled device (handle lever) conforming to IS : 7231, with all fittings and fixtures complete, including cutting and making good the walls and floors wherever required: | [53 empty] | 13.01 | Providing and fixing water closet squatting pan (Indian type W.C. pan ) with 100 mm sand cast Iron P or S trap, 10 litre low level white P.V.C. flushing cistern, including flush pipe, with manually controlled device (handle lever) conforming to IS : 7231, with all fittings and fixtures complete, including cutting and making good the walls and floors wherever required:
13.02 | White Vitreous china Orissa pattern W.C. pan of size 580x440 mm with integral type foot rests |  | 1 | each | 4753.62 |  |  | Excess(+) | 1 | Full Conversion | INR | [40 empty] | #VALUE! | #VALUE! | #VALUE! | 13.02 | White Vitreous china Orissa pattern W.C. pan of size 580x440 mm with integral type foot rests | 1 | each
13.03 | Providing and fixing white vitreous china pedestal type water closet (European type W.C. pan) with seat and lid, 10 litre low level white P.V.C. flushing cistern, including flush pipe, with manually controlled device (handle lever), conforming to IS : 7231, with all fittings and fixtures complete, including cutting and making good the walls and floors wherever required : | [53 empty] | 13.03 | Providing and fixing white vitreous china pedestal type water closet (European type W.C. pan) with seat and lid, 10 litre low level white P.V.C. flushing cistern, including flush pipe, with manually controlled device (handle lever), conforming to IS : 7231, with all fittings and fixtures complete, including cutting and making good the walls and floors wherever required :
13.04 | W.C. pan with ISI marked black solid plastic seat and lid |  | 1 | each | 4507.28 |  |  | Excess(+) | 1 | Full Conversion | INR | [40 empty] | #VALUE! | #VALUE! | #VALUE! | 13.04 | W.C. pan with ISI marked black solid plastic seat and lid | 1 | each
13.05 | Providing and fixing wash basin with C.I. brackets, 15 mm C.P. brass pillar taps, 32 mm C.P. brass waste of standard pattern, including painting of fittings and brackets, cutting and making good the walls wherever require: | [53 empty] | 13.05 | Providing and fixing wash basin with C.I. brackets, 15 mm C.P. brass pillar taps, 32 mm C.P. brass waste of standard pattern, including painting of fittings and brackets, cutting and making good the walls wherever require:
13.06 | White Vitreous China Flat back wash basin size 550x 400 mm with single 15 mm C.P. brass pillar tap |  | 2 | each | 2201.18 |  |  | Excess(+) | 1 | Full Conversion | INR | [40 empty] | #VALUE! | #VALUE! | #VALUE! | 13.06 | White Vitreous China Flat back wash basin size 550x 400 mm with single 15 mm C.P. brass pillar tap | 2 | each
13.07 | Providing and fixing 8 mm dia C.P. / S.S. Jet with flexible tube upto 1 metre long with S.S. triangular plate to Eureopean type W.C. of quality and make as approved by Engineer - in - charge. |  | 2 | each | 260.89 |  |  | Excess(+) | 1 | Full Conversion | INR | [40 empty] | #VALUE! | #VALUE! | #VALUE! | 13.07 | Providing and fixing 8 mm dia C.P. / S.S. Jet with flexible tube upto 1 metre long with S.S. triangular plate to Eureopean type W.C. of quality and make as approved by Engineer - in - charge. | 2 | each
13.08 | Providing and fixing CP Brass 32mm size Bottle Trap of approved quality & make and as per the direction of Engineer-in-charge. |  | 2 | each | 774.27 |  |  | Excess(+) | 1 | Full Conversion | INR | [40 empty] | #VALUE! | #VALUE! | #VALUE! | 13.08 | Providing and fixing CP Brass 32mm size Bottle Trap of approved quality & make and as per the direction of Engineer-in-charge. | 2 | each
13.09 | Providing and fixing CP Brass Single lever telephonic wall mixer of quality & make as approved by Engineer in charge. (a) 15 mm nominal dia |  | 2 | each | 5360.46 |  |  | Excess(+) | 1 | Full Conversion | INR | [40 empty] | #VALUE! | #VALUE! | #VALUE! | 13.09 | Providing and fixing CP Brass Single lever telephonic wall mixer of quality & make as approved by Engineer in charge. (a) 15 mm nominal dia | 2 | each
13.1 | Providing and fixing P.V.C. waste pipe for sink or wash basin including P.V.C. waste fittings complete. | [53 empty] | 13.1 | Providing and fixing P.V.C. waste pipe for sink or wash basin including P.V.C. waste fittings complete.
13.11 | Flexible pipe | [53 empty] | 13.11 | Flexible pipe
13.12 | 32 mm dia |  | 1 | each | 88.65 |  |  | Excess(+) | 1 | Full Conversion | INR | [40 empty] | #VALUE! | #VALUE! | #VALUE! | 13.12 | 32 mm dia | 1 | each
13.13 | Providing and fixing 600x450 mm beveled edge mirror of superior glass (of approved quality) complete with 6 mm thick hard board ground fixed to wooden cleats with C.P. brass screws and washers complete. |  | 2 | each | 1124.99 |  |  | Excess(+) | 1 | Full Conversion | INR | [40 empty] | #VALUE! | #VALUE! | #VALUE! | 13.13 | Providing and fixing 600x450 mm beveled edge mirror of superior glass (of approved quality) complete with 6 mm thick hard board ground fixed to wooden cleats with C.P. brass screws and washers complete. | 2 | each
13.14 | Providing and fixing soil, waste and vent pipes : | [53 empty] | 13.14 | Providing and fixing soil, waste and vent pipes :
13.15 | 100 mm dia | [53 empty] | 13.15 | 100 mm dia
13.16 | Centrifugally cast (spun) iron socket & spigot (S&S) pipe as per IS: 3989 |  | 15 | metre | 957.65 |  |  | Excess(+) | 1 | Full Conversion | INR | [40 empty] | #VALUE! | #VALUE! | #VALUE! | 13.16 | Centrifugally cast (spun) iron socket & spigot (S&S) pipe as per IS: 3989 | 15 | metre
13.17 | 75 mm diameter : | [53 empty] | 13.17 | 75 mm diameter :
13.18 | Centrifugally cast (spun) iron socketed pipe as per IS: 3989 |  | 5 | metre | 869.84 |  |  | Excess(+) | 1 | Full Conversion | INR | [40 empty] | #VALUE! | #VALUE! | #VALUE! | 13.18 | Centrifugally cast (spun) iron socketed pipe as per IS: 3989 | 5 | metre
13.19 | Providing and fixing bend of required degree with access door, insertion rubber washer 3 mm thick, bolts and nuts complete. | [53 empty] | 13.19 | Providing and fixing bend of required degree with access door, insertion rubber washer 3 mm thick, bolts and nuts complete.
13.2 | 100 mm dia | [53 empty] | 13.2 | 100 mm dia
13.21 | Sand cast iron S&S as per IS - 3989 |  | 1 | each | 404.78 |  |  | Excess(+) | 1 | Full Conversion | INR | [40 empty] | #VALUE! | #VALUE! | #VALUE! | 13.21 | Sand cast iron S&S as per IS - 3989 | 1 | each
13.22 | Providing and fixing plain bend of required degree. | [53 empty] | 13.22 | Providing and fixing plain bend of required degree.
13.23 | 100 mm dia | [53 empty] | 13.23 | 100 mm dia
13.24 | Sand cast iron S&S as per IS : 3989 |  | 2 | each | 342.61 |  |  | Excess(+) | 1 | Full Conversion | INR | [40 empty] | #VALUE! | #VALUE! | #VALUE! | 13.24 | Sand cast iron S&S as per IS : 3989 | 2 | each
13.25 | Providing and fixing collar : | [53 empty] | 13.25 | Providing and fixing collar :
13.26 | 100 mm | [53 empty] | 13.26 | 100 mm
13.27 | Sand cast iron S&S as per IS - 3989 |  | 2 | each | 359.01 |  |  | Excess(+) | 1 | Full Conversion | INR | [40 empty] | #VALUE! | #VALUE! | #VALUE! | 13.27 | Sand cast iron S&S as per IS - 3989 | 2 | each
13.28 | 75 mm | [53 empty] | 13.28 | 75 mm
13.29 | Sand cast iron S&S as per IS - 3989 |  | 2 | each | 224.73 |  |  | Excess(+) | 1 | Full Conversion | INR | [40 empty] | #VALUE! | #VALUE! | #VALUE! | 13.29 | Sand cast iron S&S as per IS - 3989 | 2 | each
13.3 | Providing lead caulked joints to sand cast iron/centrifugally cast (spun) iron pipes and fittings of diameter : | [53 empty] | 13.3 | Providing lead caulked joints to sand cast iron/centrifugally cast (spun) iron pipes and fittings of diameter :
13.31 | 100 mm |  | 12 | each | 422.14 |  |  | Excess(+) | 1 | Full Conversion | INR | [40 empty] | #VALUE! | #VALUE! | #VALUE! | 13.31 | 100 mm | 12 | each
13.32 | 75 mm |  | 4 | each | 357.65 |  |  | Excess(+) | 1 | Full Conversion | INR | [40 empty] | #VALUE! | #VALUE! | #VALUE! | 13.32 | 75 mm | 4 | each
13.33 | Providing and fixing trap of self cleansing design with screwed down or hinged grating with or without vent arm complete, including cost of cutting and making good the walls and floors : | [53 empty] | 13.33 | Providing and fixing trap of self cleansing design with screwed down or hinged grating with or without vent arm complete, including cost of cutting and making good the walls and floors :
13.34 | 100 mm inlet and 100 mm outlet | [53 empty] | 13.34 | 100 mm inlet and 100 mm outlet
13.35 | Sand cast iron S&S as per IS: 3989 |  | 2 | each | 1326.22 |  |  | Excess(+) | 1 | Full Conversion | INR | [40 empty] | #VALUE! | #VALUE! | #VALUE! | 13.35 | Sand cast iron S&S as per IS: 3989 | 2 | each
13.36 | 100 mm inlet and 75 mm outlet | [53 empty] | 13.36 | 100 mm inlet and 75 mm outlet
13.37 | Sand cast iron S&S as per IS - 3989 |  | 3 | each | 1384.88 |  |  | Excess(+) | 1 | Full Conversion | INR | [40 empty] | #VALUE! | #VALUE! | #VALUE! | 13.37 | Sand cast iron S&S as per IS - 3989 | 3 | each
14 | WATER SUPPLY | [53 empty] | 14 | WATER SUPPLY
14.01 | Providing and fixing G.I. pipes complete with G.I. fittings and clamps, i/c cutting and making good the walls etc. Internal work - Exposed on wall | [53 empty] | 14.01 | Providing and fixing G.I. pipes complete with G.I. fittings and clamps, i/c cutting and making good the walls etc. Internal work - Exposed on wall
14.02 | 15 mm dia nominal bore |  | 15 | metre | 249.8 |  |  | Excess(+) | 1 | Full Conversion | INR | [40 empty] | #VALUE! | #VALUE! | #VALUE! | 14.02 | 15 mm dia nominal bore | 15 | metre
14.03 | 20 mm dia nominal bore |  | 30 | metre | 301.71 |  |  | Excess(+) | 1 | Full Conversion | INR | [40 empty] | #VALUE! | #VALUE! | #VALUE! | 14.03 | 20 mm dia nominal bore | 30 | metre
14.04 | Providing and fixing G.I. Pipes complete with G.I. fittings and clamps, i/c making good the walls etc. concealed pipe, including painting with anti corrosive bitumastic paint, cutting chases and making good the wall : | [53 empty] | 14.04 | Providing and fixing G.I. Pipes complete with G.I. fittings and clamps, i/c making good the walls etc. concealed pipe, including painting with anti corrosive bitumastic paint, cutting chases and making good the wall :
14.05 | 15 mm dia nominal bore |  | 20 | metre | 392.46 |  |  | Excess(+) | 1 | Full Conversion | INR | [40 empty] | #VALUE! | #VALUE! | #VALUE! | 14.05 | 15 mm dia nominal bore | 20 | metre
14.06 | Providing and fixing G.I. pipes complete with G.I. fittings including trenching and refilling etc. External work | [53 empty] | 14.06 | Providing and fixing G.I. pipes complete with G.I. fittings including trenching and refilling etc. External work
14.07 | 20 mm dia nominal bore |  | 40 | metre | 248.84 |  |  | Excess(+) | 1 | Full Conversion | INR | [40 empty] | #VALUE! | #VALUE! | #VALUE! | 14.07 | 20 mm dia nominal bore | 40 | metre
14.08 | 25 mm dia nominal bore |  | 10 | metre | 319.64 |  |  | Excess(+) | 1 | Full Conversion | INR | [40 empty] | #VALUE! | #VALUE! | #VALUE! | 14.08 | 25 mm dia nominal bore | 10 | metre
14.09 | 32 mm dia nominal bore |  | 1 | metre | 372.38 |  |  | Excess(+) | 1 | Full Conversion | INR | [40 empty] | #VALUE! | #VALUE! | #VALUE! | 14.09 | 32 mm dia nominal bore | 1 | metre
14.1 | Making connection of G.I. distribution branch with G.I. main of following sizes by providing and fixing tee, including cutting and threading the pipe etc. complete : | [53 empty] | 14.1 | Making connection of G.I. distribution branch with G.I. main of following sizes by providing and fixing tee, including cutting and threading the pipe etc. complete :
14.11 | 25 to 40 mm nominal bore |  | 2 | each | 590.49 |  |  | Excess(+) | 1 | Full Conversion | INR | [40 empty] | #VALUE! | #VALUE! | #VALUE! | 14.11 | 25 to 40 mm nominal bore | 2 | each
14.12 | Providing and fixing gun metal gate valve with C.I. wheel of approved quality (screwed end) : | [53 empty] | 14.12 | Providing and fixing gun metal gate valve with C.I. wheel of approved quality (screwed end) :
14.13 | 20 mm nominal bore |  | 5 | each | 403.51 |  |  | Excess(+) | 1 | Full Conversion | INR | [40 empty] | #VALUE! | #VALUE! | #VALUE! | 14.13 | 20 mm nominal bore | 5 | each
14.14 | Providing and fixing ball valve (brass) of approved quality, High or low pressure, with plastic floats complete : | [53 empty] | 14.14 | Providing and fixing ball valve (brass) of approved quality, High or low pressure, with plastic floats complete :
14.15 | 20 mm nominal bore |  | 1 | each | 338.8 |  |  | Excess(+) | 1 | Full Conversion | INR | [40 empty] | #VALUE! | #VALUE! | #VALUE! | 14.15 | 20 mm nominal bore | 1 | each
14.16 | Providing and fixing brass ferrule with C.I. mouth cover including boring and tapping the main : | [53 empty] | 14.16 | Providing and fixing brass ferrule with C.I. mouth cover including boring and tapping the main :
14.17 | 20 mm nominal bore |  | 1 | each | 298.42 |  |  | Excess(+) | 1 | Full Conversion | INR | [40 empty] | #VALUE! | #VALUE! | #VALUE! | 14.17 | 20 mm nominal bore | 1 | each
14.18 | Providing and fixing uplasticised PVC connection pipe with brass unions : | [53 empty] | 14.18 | Providing and fixing uplasticised PVC connection pipe with brass unions :
14.19 | 45 cm length | [53 empty] | 14.19 | 45 cm length
14.2 | 15 mm nominal bore |  | 8 | each | 72.78 |  |  | Excess(+) | 1 | Full Conversion | INR | [40 empty] | #VALUE! | #VALUE! | #VALUE! | 14.2 | 15 mm nominal bore | 8 | each
14.21 | Constructing masonry Chamber 30x30x50 cm inside, in brick work in cement mortar 1:4 (1 cement :4 coarse sand) for stop cock, with C. I. surface box 100x100 x75 mm (inside) with hinged cover fixed in cement concrete slab 1:2:4 mix (1 cement : 2 coarse sand : 4 graded stone aggregate 20 mm nominal size), i/c necessary excavation, foundation concrete 1:5:10 ( 1 cement : 5 fine sand : 10 graded stone aggregate 40mm nominal size ) and inside plastering with cement mortar 1:3 (1 cement : 3 coarse sand) 12mm thick, finished with a floating coat of neat cement complete as per standard design : | [53 empty] | 14.21 | Constructing masonry Chamber 30x30x50 cm inside, in brick work in cement mortar 1:4 (1 cement :4 coarse sand) for stop cock, with C. I. surface box 100x100 x75 mm (inside) with hinged cover fixed in cement concrete slab 1:2:4 mix (1 cement : 2 coarse sand : 4 graded stone aggregate 20 mm nominal size), i/c necessary excavation, foundation concrete 1:5:10 ( 1 cement : 5 fine sand : 10 graded stone aggregate 40mm nominal size ) and inside plastering with cement mortar 1:3 (1 cement : 3 coarse sand) 12mm thick, finished with a floating coat of neat cement complete as per standard design :
14.22 | With common burnt clay F.P.S.(non modular) bricks of class designation 7.5 |  | 4 | each | 1387.51 |  |  | Excess(+) | 1 | Full Conversion | INR | [40 empty] | #VALUE! | #VALUE! | #VALUE! | 14.22 | With common burnt clay F.P.S.(non modular) bricks of class designation 7.5 | 4 | each
14.23 | Painting G.I. pipes and fittings with two coats of anti-corrosive bitumastic paint of approved quality : | [53 empty] | 14.23 | Painting G.I. pipes and fittings with two coats of anti-corrosive bitumastic paint of approved quality :
14.24 | 20 mm diameter pipe |  | 40 | metre | 9.73 |  |  | Excess(+) | 1 | Full Conversion | INR | [40 empty] | #VALUE! | #VALUE! | #VALUE! | 14.24 | 20 mm diameter pipe | 40 | metre
14.25 | 25 mm diameter pipe |  | 10 | metre | 12.41 |  |  | Excess(+) | 1 | Full Conversion | INR | [40 empty] | #VALUE! | #VALUE! | #VALUE! | 14.25 | 25 mm diameter pipe | 10 | metre
14.26 | 32 mm diameter pipe |  | 1 | metre | 14.95 |  |  | Excess(+) | 1 | Full Conversion | INR | [40 empty] | #VALUE! | #VALUE! | #VALUE! | 14.26 | 32 mm diameter pipe | 1 | metre
14.27 | Providing and filling sand of grading zone V or coarser grade, allround the G.I. pipes in external work : | [53 empty] | 14.27 | Providing and filling sand of grading zone V or coarser grade, allround the G.I. pipes in external work :
14.28 | 20 mm diameter pipe |  | 40 | metre | 126.74 |  |  | Excess(+) | 1 | Full Conversion | INR | [40 empty] | #VALUE! | #VALUE! | #VALUE! | 14.28 | 20 mm diameter pipe | 40 | metre
14.29 | 25 mm diameter pipe |  | 10 | metre | 130.12 |  |  | Excess(+) | 1 | Full Conversion | INR | [40 empty] | #VALUE! | #VALUE! | #VALUE! | 14.29 | 25 mm diameter pipe | 10 | metre
14.3 | Providing and fixing G.I. Union in G.I. pipe including cutting and threading the pipe and making long screws etc. complete (New work) : | [53 empty] | 14.3 | Providing and fixing G.I. Union in G.I. pipe including cutting and threading the pipe and making long screws etc. complete (New work) :
14.31 | 15 mm nominal bore |  | 1 | each | 206.71 |  |  | Excess(+) | 1 | Full Conversion | INR | [40 empty] | #VALUE! | #VALUE! | #VALUE! | 14.31 | 15 mm nominal bore | 1 | each
14.32 | 20 mm nominal bore |  | 2 | each | 228.98 |  |  | Excess(+) | 1 | Full Conversion | INR | [40 empty] | #VALUE! | #VALUE! | #VALUE! | 14.32 | 20 mm nominal bore | 2 | each
14.33 | 25 mm nominal bore |  | 1 | each | 298.2 |  |  | Excess(+) | 1 | Full Conversion | INR | [40 empty] | #VALUE! | #VALUE! | #VALUE! | 14.33 | 25 mm nominal bore | 1 | each
14.34 | Providing and placing on terrace (at all floor levels) polyethylene water storage tank, IS : 12701 marked, with cover and suitable locking arrangement and making necessary holes for inlet, outlet and overflow pipes but without fittings and the base support for tank. |  | 750 | per litre | 7.72 |  |  | Excess(+) | 1 | Full Conversion | INR | [40 empty] | #VALUE! | #VALUE! | #VALUE! | 14.34 | Providing and placing on terrace (at all floor levels) polyethylene water storage tank, IS : 12701 marked, with cover and suitable locking arrangement and making necessary holes for inlet, outlet and overflow pipes but without fittings and the base support for tank. | 750 | per litre
14.35 | Providing and fixing C.P. brass bib cock of approved quality conforming to IS:8931 : | [53 empty] | 14.35 | Providing and fixing C.P. brass bib cock of approved quality conforming to IS:8931 :
14.36 | 15 mm nominal bore |  | 2 | each | 367.34 |  |  | Excess(+) | 1 | Full Conversion | INR | [40 empty] | #VALUE! | #VALUE! | #VALUE! | 14.36 | 15 mm nominal bore | 2 | each
14.37 | Providing and fixing C.P. brass long body bib cock of approved quality conforming to IS standards and weighing not less than 690 gms. | [53 empty] | 14.37 | Providing and fixing C.P. brass long body bib cock of approved quality conforming to IS standards and weighing not less than 690 gms.
14.38 | 15 mm nominal bore |  | 2 | each | 484.31 |  |  | Excess(+) | 1 | Full Conversion | INR | [40 empty] | #VALUE! | #VALUE! | #VALUE! | 14.38 | 15 mm nominal bore | 2 | each
14.39 | Providing and fixing C.P. brass stop cock (concealed) of standard design and of approved make conforming to IS:8931. | [53 empty] | 14.39 | Providing and fixing C.P. brass stop cock (concealed) of standard design and of approved make conforming to IS:8931.
14.4 | 15 mm nominal bore |  | 3 | each | 531.57 |  |  | Excess(+) | 1 | Full Conversion | INR | [40 empty] | #VALUE! | #VALUE! | #VALUE! | 14.4 | 15 mm nominal bore | 3 | each
14.41 | Providing and fixing C.P. brass angle valve for basin mixer and geyser points of approved quality conforming to IS:8931 | [53 empty] | 14.41 | Providing and fixing C.P. brass angle valve for basin mixer and geyser points of approved quality conforming to IS:8931
14.42 | 15mm nominal bore |  | 5 | each | 466.46 |  |  | Excess(+) | 1 | Full Conversion | INR | [40 empty] | #VALUE! | #VALUE! | #VALUE! | 14.42 | 15mm nominal bore | 5 | each
14.43 | Providing and fixing C.P. Brass extension nipple (size 15mmx50mm) of approved make and quality as per direction of Engineer-in-charge. |  | 10 | each | 53.7 |  |  | Excess(+) | 1 | Full Conversion | INR | [40 empty] | #VALUE! | #VALUE! | #VALUE! | 14.43 | Providing and fixing C.P. Brass extension nipple (size 15mmx50mm) of approved make and quality as per direction of Engineer-in-charge. | 10 | each
14.44 | Providing and fixing enclosed type water meter (bulk type) conforming to IS : 2373 and tested by Municipal Board complete with bolts, nuts, rubber insertions etc. (The tail pieces if required will be paid separately) : | [53 empty] | 14.44 | Providing and fixing enclosed type water meter (bulk type) conforming to IS : 2373 and tested by Municipal Board complete with bolts, nuts, rubber insertions etc. (The tail pieces if required will be paid separately) :
14.45 | 80 mm dia nominal bore |  | 1 | each | 3135.55 |  |  | Excess(+) | 1 | Full Conversion | INR | [40 empty] | #VALUE! | #VALUE! | #VALUE! | 14.45 | 80 mm dia nominal bore | 1 | each
14.46 | Cutting holes up to 30x30 cm in walls including making good the same: | [53 empty] | 14.46 | Cutting holes up to 30x30 cm in walls including making good the same:
14.47 | With common burnt clay F.P.S. (non modular) bricks |  | 2 | each | 286.94 |  |  | Excess(+) | 1 | Full Conversion | INR | [40 empty] | #VALUE! | #VALUE! | #VALUE! | 14.47 | With common burnt clay F.P.S. (non modular) bricks | 2 | each
14.48 | Making chases up to 7.5x7.5 cm in walls including making good and finishing with matching surface after housing G.I. pipe etc. |  | 10 | metre | 135.16 |  |  | Excess(+) | 1 | Full Conversion | INR | [40 empty] | #VALUE! | #VALUE! | #VALUE! | 14.48 | Making chases up to 7.5x7.5 cm in walls including making good and finishing with matching surface after housing G.I. pipe etc. | 10 | metre
15 | DRAINAGE | [53 empty] | 15 | DRAINAGE
15.01 | Providing, laying and jointing glazed stoneware pipes class SP-1 with stiff mixture of cement mortar in the proportion of 1:1 (1 cement : 1 fine sand) including testing of joints etc. complete : | [53 empty] | 15.01 | Providing, laying and jointing glazed stoneware pipes class SP-1 with stiff mixture of cement mortar in the proportion of 1:1 (1 cement : 1 fine sand) including testing of joints etc. complete :
15.02 | 100 mm diameter |  | 3 | metre | 277.99 |  |  | Excess(+) | 1 | Full Conversion | INR | [40 empty] | #VALUE! | #VALUE! | #VALUE! | 15.02 | 100 mm diameter | 3 | metre
15.03 | Providing and laying cement concrete 1:5:10 (1 cement : 5 coarse sand : 10 graded stone aggregate 40 mm nominal size) all-round S.W. pipes including bed concrete as per standard design : | [53 empty] | 15.03 | Providing and laying cement concrete 1:5:10 (1 cement : 5 coarse sand : 10 graded stone aggregate 40 mm nominal size) all-round S.W. pipes including bed concrete as per standard design :
15.04 | 100 mm diameter S.W. pipe |  | 3 | metre | 716.35 |  |  | Excess(+) | 1 | Full Conversion | INR | [40 empty] | #VALUE! | #VALUE! | #VALUE! | 15.04 | 100 mm diameter S.W. pipe | 3 | metre
15.05 | Providing and fixing square-mouth S.W. gully trap class SP-1 complete with C.I. grating brick masonry chamber with water tight C.I. cover with frame of 300 x300 mm size (inside) the weight of cover to be not less than 4.50 kg and frame to be not less than 2.70 kg as per standard design: | [53 empty] | 15.05 | Providing and fixing square-mouth S.W. gully trap class SP-1 complete with C.I. grating brick masonry chamber with water tight C.I. cover with frame of 300 x300 mm size (inside) the weight of cover to be not less than 4.50 kg and frame to be not less than 2.70 kg as per standard design:
15.06 | 100x100 mm size P type | [53 empty] | 15.06 | 100x100 mm size P type
15.07 | With common burnt clay F.P.S. (non modular) bricks of class designation 7.5 |  | 2 | each | 2022.8 |  |  | Excess(+) | 1 | Full Conversion | INR | [40 empty] | #VALUE! | #VALUE! | #VALUE! | 15.07 | With common burnt clay F.P.S. (non modular) bricks of class designation 7.5 | 2 | each
15.08 | Making connection of drain or sewer line with existing manhole including breaking into and making good the walls, floors with cement concrete 1:2:4 mix (1 cement : 2 coarse sand : 4 graded stone aggregate 20 mm nominal size) cement plastered on both sides with cement mortar 1:3 (1 cement : 3 coarse sand), finished with a floating coat of neat cement and making necessary channels for the drain etc. complete : | [53 empty] | 15.08 | Making connection of drain or sewer line with existing manhole including breaking into and making good the walls, floors with cement concrete 1:2:4 mix (1 cement : 2 coarse sand : 4 graded stone aggregate 20 mm nominal size) cement plastered on both sides with cement mortar 1:3 (1 cement : 3 coarse sand), finished with a floating coat of neat cement and making necessary channels for the drain etc. complete :
15.09 | For pipes 100 to 250 mm diameter |  | 2 | each | 546.69 |  |  | Excess(+) | 1 | Full Conversion | INR | [40 empty] | #VALUE! | #VALUE! | #VALUE! | 15.09 | For pipes 100 to 250 mm diameter | 2 | each
16 | WATER PROOFING | [53 empty] | 16 | WATER PROOFING
16.01 | Providing and laying integral cement based water proofing treatment including preparation of surface as required for treatment of roofs, balconies, terraces etc consisting of following operations: (a) Applying a slurry coat of neat cement using 2.75 kg/sqm of cement admixed with water proofing compound conforming to IS. 2645 and approved by Engineer-in-charge over the RCC slab including adjoining walls upto 300 mm height including cleaning the surface before treatment. (b) Laying brick bats with mortar using broken bricks/brick bats 25 mm to 115 mm size with 50% of cement mortar 1:5 (1 cement : 5 coarse sand) admixed with water proofing compound conforming to IS : 2645 and approved by Engineer-in-charge over 20 mm thick layer of cement mortar of mix 1:5 (1 cement :5 coarse sand ) admixed with water proofing compound conforming to IS : 2645 and approved by Engineer-in-charge to required slope and treating similarly the adjoining walls upto 300 mm height including rounding of junctions of walls and slabs. (c) After two days of proper curing applying a second coat of cement slurry using 2.75 kg/ sqm of cement admixed with water proofing compound conforming to IS : 2645 and approved by Engineer-in-charge. (d) Finishing the surface with 20 mm thick jointless cement mortar of mix 1:4 (1 cement :4 coarse sand) admixed with water proofing compound conforming to IS : 2645 and approved by Engineer-in-charge including laying glass fibre cloth of approved quality in top layer of plaster and finally finishing the surface with trowel with neat cement slurry and making pattern of 300x300 mm square 3 mm deep. (e) The whole terrace so finished shall be flooded with water for a minimum period of two weeks for curing and for final test.“All above operations to be done in order and as directed and specified by the Engineer-in-Charge : | [53 empty] | 16.01 | Providing and laying integral cement based water proofing treatment including preparation of surface as required for treatment of roofs, balconies, terraces etc consisting of following operations: (a) Applying a slurry coat of neat cement using 2.75 kg/sqm of cement admixed with water proofing compound conforming to IS. 2645 and approved by Engineer-in-charge over the RCC slab including adjoining walls upto 300 mm height including cleaning the surface before treatment. (b) Laying brick bats with mortar using broken bricks/brick bats 25 mm to 115 mm size with 50% of cement mortar 1:5 (1 cement : 5 coarse sand) admixed with water proofing compound conforming to IS : 2645 and approved by Engineer-in-charge over 20 mm thick layer of cement mortar of mix 1:5 (1 cement :5 coarse sand ) admixed with water proofing compound conforming to IS : 2645 and approved by Engineer-in-charge to required slope and treating similarly the adjoining walls upto 300 mm height including rounding of junctions of walls and slabs. (c) After two days of proper curing applying a second coat of cement slurry using 2.75 kg/ sqm of cement admixed with water proofing compound conforming to IS : 2645 and approved by Engineer-in-charge. (d) Finishing the surface with 20 mm thick jointless cement mortar of mix 1:4 (1 cement :4 coarse sand) admixed with water proofing compound conforming to IS : 2645 and approved by Engineer-in-charge including laying glass fibre cloth of approved quality in top layer of plaster and finally finishing the surface with trowel with neat cement slurry and making pattern of 300x300 mm square 3 mm deep. (e) The whole terrace so finished shall be flooded with water for a minimum period of two weeks for curing and for final test.“All above operations to be done in order and as directed and specified by the Engineer-in-Charge :
16.02 | With average thickness of 120 mm and minimum thickness at khurra as 65 mm. |  | 155 | sqm | 1226.22 |  |  | Excess(+) | 1 | Full Conversion | INR | [40 empty] | #VALUE! | #VALUE! | #VALUE! | 16.02 | With average thickness of 120 mm and minimum thickness at khurra as 65 mm. | 155 | sqm
17 | NEW TECHNOLOGIES AND MATERIALS | [53 empty] | 17 | NEW TECHNOLOGIES AND MATERIALS
17.01 | Providing, mixing and applying bonding coat of approved adhesive on chipped portion of RCC as per specifications and direction of Engineer-In-charge complete in all respect. | [53 empty] | 17.01 | Providing, mixing and applying bonding coat of approved adhesive on chipped portion of RCC as per specifications and direction of Engineer-In-charge complete in all respect.
17.02 | Epoxy bonding adhesive having coverage 2.20 sqm/kg of approved make |  | 2 | sqm | 340.64 |  |  | Excess(+) | 1 | Full Conversion | INR | [40 empty] | #VALUE! | #VALUE! | #VALUE! | 17.02 | Epoxy bonding adhesive having coverage 2.20 sqm/kg of approved make | 2 | sqm
18 | MINOR CIVIL MAINTENANCE WORK: | [53 empty] | 18 | MINOR CIVIL MAINTENANCE WORK:
18.01 | "Providing and laying in position cement concrete of specified grade excluding the cost of centering and shuttering - All work up to plinth level : 1:5:10 (1 cement : 5 coarse sand (zone-III) derived from natural sources: 10 graded brick aggregate 40 mm nominal size derived from natural sources) |  | 3 | Cum | 4942.04 |  |  | Excess(+) | 1 | Full Conversion | INR | [40 empty] | #VALUE! | #VALUE! | #VALUE! | 18.01 | "Providing and laying in position cement concrete of specified grade excluding the cost of centering and shuttering - All work up to plinth level : 1:5:10 (1 cement : 5 coarse sand (zone-III) derived from natural sources: 10 graded brick aggregate 40 mm nominal size derived from natural sources) | 3 | Cum
18.02 | "P/F C.P brass towel rod complete with two C.P.brass brackets fixed to wooden cleats with C.P. brass screws of approved quality size of 600 x 20 mm. |  | 2 | Each | 422.32 |  |  | Excess(+) | 1 | Full Conversion | INR | [40 empty] | #VALUE! | #VALUE! | #VALUE! | 18.02 | "P/F C.P brass towel rod complete with two C.P.brass brackets fixed to wooden cleats with C.P. brass screws of approved quality size of 600 x 20 mm. | 2 | Each
18.03 | "Providing and fixing C.P. grating with or without hole for waste pipe for floor/ nahani trap 100 mm dia. weight not less than 100 grams. |  | 4 | Each | 58.66 |  |  | Excess(+) | 1 | Full Conversion | INR | [40 empty] | #VALUE! | #VALUE! | #VALUE! | 18.03 | "Providing and fixing C.P. grating with or without hole for waste pipe for floor/ nahani trap 100 mm dia. weight not less than 100 grams. | 4 | Each
18.04 | "Providing and fixing C.P flange for C.P bib cock/C.P angle stop cock. |  | 17 | Each | 29.33 |  |  | Excess(+) | 1 | Full Conversion | INR | [40 empty] | #VALUE! | #VALUE! | #VALUE! | 18.04 | "Providing and fixing C.P flange for C.P bib cock/C.P angle stop cock. | 17 | Each
18.05 | "Providing and fixing C.P Brass shower rose 15 mm or 20 mm inlet with shower arm (a) 75 mm dia fancy type. |  | 2 | Each | 504.44 |  |  | Excess(+) | 1 | Full Conversion | INR | [40 empty] | #VALUE! | #VALUE! | #VALUE! | 18.05 | "Providing and fixing C.P Brass shower rose 15 mm or 20 mm inlet with shower arm (a) 75 mm dia fancy type. | 2 | Each
18.06 | "Providing and fixing ISI marked flush door shutter non decorative type, core of block board construction with frame of first class hard wood and well matched commercial 3 ply veneering with vertical grains or cross bands and face veneers on both faces of shutters. 35 mm thick including ISI marked M.S butt hinges with necessary screw complete. |  | 1.6 | Sqm | 1945.33 |  |  | Excess(+) | 1 | Full Conversion | INR | [40 empty] | #VALUE! | #VALUE! | #VALUE! | 18.06 | "Providing and fixing ISI marked flush door shutter non decorative type, core of block board construction with frame of first class hard wood and well matched commercial 3 ply veneering with vertical grains or cross bands and face veneers on both faces of shutters. 35 mm thick including ISI marked M.S butt hinges with necessary screw complete. | 1.6 | Sqm
18.07 | Providing and fixing C.P basin mixer of 15 mm nominal bore (L&K) make for one piece only |  | 2 | Each | 2053.05 |  |  | Excess(+) | 1 | Full Conversion | INR | [40 empty] | #VALUE! | #VALUE! | #VALUE! | 18.07 | Providing and fixing C.P basin mixer of 15 mm nominal bore (L&K) make for one piece only | 2 | Each
18.08 | Providind and fixing C.P. hand spray (heath faucet jaquar make or equivalant) with push button control and flexible hose connection with C.P hook complete in all respects. |  | 2 | Each | 1484 |  |  | Excess(+) | 1 | Full Conversion | INR | [40 empty] | #VALUE! | #VALUE! | #VALUE! | 18.08 | Providind and fixing C.P. hand spray (heath faucet jaquar make or equivalant) with push button control and flexible hose connection with C.P hook complete in all respects. | 2 | Each
18.09 | "Providing and fixing 15 mm nominal bore C.P brass two way bib cock of L&K or approved equivalent make. |  | 2 | Each | 1014.91 |  |  | Excess(+) | 1 | Full Conversion | INR | [40 empty] | #VALUE! | #VALUE! | #VALUE! | 18.09 | "Providing and fixing 15 mm nominal bore C.P brass two way bib cock of L&K or approved equivalent make. | 2 | Each
18.1 | Providing and fixing 15 mm nominal bore two way angle valve of make L&K or approved equivalent make. |  | 2 | Each | 1014.91 |  |  | Excess(+) | 1 | Full Conversion | INR | [40 empty] | #VALUE! | #VALUE! | #VALUE! | 18.1 | Providing and fixing 15 mm nominal bore two way angle valve of make L&K or approved equivalent make. | 2 | Each
Total in Figures | [51 empty] | #VALUE! | #VALUE! | #VALUE!
Quoted Rate in Figures |  |  |  | Select | [47 empty] | 0 | 0 | #VALUE!
Quoted Rate in Words |  | #VALUE!
Note on K15: gepadmin: 1. If you choose "Full Conversion" then Column BA (AMOUNT) and Column BB (TAXES) BOTH values will be convert based on selected Currency in (Column L). 2. If you choose "Partial Conversion" then Column BA (AMOUNT) only will be converted based on selected currency (Column L) and Column BB (TAXES) value (INR) will be added to the converted values.
Note on K17: gepadmin: 1. If you choose "Full Conversion" then Column BA (AMOUNT) and Column BB (TAXES) BOTH values will be convert based on selected Currency in (Column L). 2. If you choose "Partial Conversion" then Column BA (AMOUNT) only will be converted based on selected currency (Column L) and Column BB (TAXES) value (INR) will be added to the converted values.
Note on K20: gepadmin: 1. If you choose "Full Conversion" then Column BA (AMOUNT) and Column BB (TAXES) BOTH values will be convert based on selected Currency in (Column L). 2. If you choose "Partial Conversion" then Column BA (AMOUNT) only will be converted based on selected currency (Column L) and Column BB (TAXES) value (INR) will be added to the converted values.
Note on K23: gepadmin: 1. If you choose "Full Conversion" then Column BA (AMOUNT) and Column BB (TAXES) BOTH values will be convert based on selected Currency in (Column L). 2. If you choose "Partial Conversion" then Column BA (AMOUNT) only will be converted based on selected currency (Column L) and Column BB (TAXES) value (INR) will be added to the converted values.
Note on K25: gepadmin: 1. If you choose "Full Conversion" then Column BA (AMOUNT) and Column BB (TAXES) BOTH values will be convert based on selected Currency in (Column L). 2. If you choose "Partial Conversion" then Column BA (AMOUNT) only will be converted based on selected currency (Column L) and Column BB (TAXES) value (INR) will be added to the converted values.
Note on K26: gepadmin: 1. If you choose "Full Conversion" then Column BA (AMOUNT) and Column BB (TAXES) BOTH values will be convert based on selected Currency in (Column L). 2. If you choose "Partial Conversion" then Column BA (AMOUNT) only will be converted based on selected currency (Column L) and Column BB (TAXES) value (INR) will be added to the converted values.
Note on K29: gepadmin: 1. If you choose "Full Conversion" then Column BA (AMOUNT) and Column BB (TAXES) BOTH values will be convert based on selected Currency in (Column L). 2. If you choose "Partial Conversion" then Column BA (AMOUNT) only will be converted based on selected currency (Column L) and Column BB (TAXES) value (INR) will be added to the converted values.
Note on K30: gepadmin: 1. If you choose "Full Conversion" then Column BA (AMOUNT) and Column BB (TAXES) BOTH values will be convert based on selected Currency in (Column L). 2. If you choose "Partial Conversion" then Column BA (AMOUNT) only will be converted based on selected currency (Column L) and Column BB (TAXES) value (INR) will be added to the converted values.
Note on K32: gepadmin: 1. If you choose "Full Conversion" then Column BA (AMOUNT) and Column BB (TAXES) BOTH values will be convert based on selected Currency in (Column L). 2. If you choose "Partial Conversion" then Column BA (AMOUNT) only will be converted based on selected currency (Column L) and Column BB (TAXES) value (INR) will be added to the converted values.
Note on K33: gepadmin: 1. If you choose "Full Conversion" then Column BA (AMOUNT) and Column BB (TAXES) BOTH values will be convert based on selected Currency in (Column L). 2. If you choose "Partial Conversion" then Column BA (AMOUNT) only will be converted based on selected currency (Column L) and Column BB (TAXES) value (INR) will be added to the converted values.
Note on K34: gepadmin: 1. If you choose "Full Conversion" then Column BA (AMOUNT) and Column BB (TAXES) BOTH values will be convert based on selected Currency in (Column L). 2. If you choose "Partial Conversion" then Column BA (AMOUNT) only will be converted based on selected currency (Column L) and Column BB (TAXES) value (INR) will be added to the converted values.
Note on K35: gepadmin: 1. If you choose "Full Conversion" then Column BA (AMOUNT) and Column BB (TAXES) BOTH values will be convert based on selected Currency in (Column L). 2. If you choose "Partial Conversion" then Column BA (AMOUNT) only will be converted based on selected currency (Column L) and Column BB (TAXES) value (INR) will be added to the converted values.
Note on K36: gepadmin: 1. If you choose "Full Conversion" then Column BA (AMOUNT) and Column BB (TAXES) BOTH values will be convert based on selected Currency in (Column L). 2. If you choose "Partial Conversion" then Column BA (AMOUNT) only will be converted based on selected currency (Column L) and Column BB (TAXES) value (INR) will be added to the converted values.
Note on K37: gepadmin: 1. If you choose "Full Conversion" then Column BA (AMOUNT) and Column BB (TAXES) BOTH values will be convert based on selected Currency in (Column L). 2. If you choose "Partial Conversion" then Column BA (AMOUNT) only will be converted based on selected currency (Column L) and Column BB (TAXES) value (INR) will be added to the converted values.
Note on K39: gepadmin: 1. If you choose "Full Conversion" then Column BA (AMOUNT) and Column BB (TAXES) BOTH values will be convert based on selected Currency in (Column L). 2. If you choose "Partial Conversion" then Column BA (AMOUNT) only will be converted based on selected currency (Column L) and Column BB (TAXES) value (INR) will be added to the converted values.
Note on K41: gepadmin: 1. If you choose "Full Conversion" then Column BA (AMOUNT) and Column BB (TAXES) BOTH values will be convert based on selected Currency in (Column L). 2. If you choose "Partial Conversion" then Column BA (AMOUNT) only will be converted based on selected currency (Column L) and Column BB (TAXES) value (INR) will be added to the converted values.
Note on K42: gepadmin: 1. If you choose "Full Conversion" then Column BA (AMOUNT) and Column BB (TAXES) BOTH values will be convert based on selected Currency in (Column L). 2. If you choose "Partial Conversion" then Column BA (AMOUNT) only will be converted based on selected currency (Column L) and Column BB (TAXES) value (INR) will be added to the converted values.
Note on K45: gepadmin: 1. If you choose "Full Conversion" then Column BA (AMOUNT) and Column BB (TAXES) BOTH values will be convert based on selected Currency in (Column L). 2. If you choose "Partial Conversion" then Column BA (AMOUNT) only will be converted based on selected currency (Column L) and Column BB (TAXES) value (INR) will be added to the converted values.
Note on K47: gepadmin: 1. If you choose "Full Conversion" then Column BA (AMOUNT) and Column BB (TAXES) BOTH values will be convert based on selected Currency in (Column L). 2. If you choose "Partial Conversion" then Column BA (AMOUNT) only will be converted based on selected currency (Column L) and Column BB (TAXES) value (INR) will be added to the converted values.
Note on K49: gepadmin: 1. If you choose "Full Conversion" then Column BA (AMOUNT) and Column BB (TAXES) BOTH values will be convert based on selected Currency in (Column L). 2. If you choose "Partial Conversion" then Column BA (AMOUNT) only will be converted based on selected currency (Column L) and Column BB (TAXES) value (INR) will be added to the converted values.
Note on K50: gepadmin: 1. If you choose "Full Conversion" then Column BA (AMOUNT) and Column BB (TAXES) BOTH values will be convert based on selected Currency in (Column L). 2. If you choose "Partial Conversion" then Column BA (AMOUNT) only will be converted based on selected currency (Column L) and Column BB (TAXES) value (INR) will be added to the converted values.
Note on K52: gepadmin: 1. If you choose "Full Conversion" then Column BA (AMOUNT) and Column BB (TAXES) BOTH values will be convert based on selected Currency in (Column L). 2. If you choose "Partial Conversion" then Column BA (AMOUNT) only will be converted based on selected currency (Column L) and Column BB (TAXES) value (INR) will be added to the converted values.
Note on K56: gepadmin: 1. If you choose "Full Conversion" then Column BA (AMOUNT) and Column BB (TAXES) BOTH values will be convert based on selected Currency in (Column L). 2. If you choose "Partial Conversion" then Column BA (AMOUNT) only will be converted based on selected currency (Column L) and Column BB (TAXES) value (INR) will be added to the converted values.
Note on K58: gepadmin: 1. If you choose "Full Conversion" then Column BA (AMOUNT) and Column BB (TAXES) BOTH values will be convert based on selected Currency in (Column L). 2. If you choose "Partial Conversion" then Column BA (AMOUNT) only will be converted based on selected currency (Column L) and Column BB (TAXES) value (INR) will be added to the converted values.
Note on K60: gepadmin: 1. If you choose "Full Conversion" then Column BA (AMOUNT) and Column BB (TAXES) BOTH values will be convert based on selected Currency in (Column L). 2. If you choose "Partial Conversion" then Column BA (AMOUNT) only will be converted based on selected currency (Column L) and Column BB (TAXES) value (INR) will be added to the converted values.
Note on K62: gepadmin: 1. If you choose "Full Conversion" then Column BA (AMOUNT) and Column BB (TAXES) BOTH values will be convert based on selected Currency in (Column L). 2. If you choose "Partial Conversion" then Column BA (AMOUNT) only will be converted based on selected currency (Column L) and Column BB (TAXES) value (INR) will be added to the converted values.
Note on K64: gepadmin: 1. If you choose "Full Conversion" then Column BA (AMOUNT) and Column BB (TAXES) BOTH values will be convert based on selected Currency in (Column L). 2. If you choose "Partial Conversion" then Column BA (AMOUNT) only will be converted based on selected currency (Column L) and Column BB (TAXES) value (INR) will be added to the converted values.
Note on K66: gepadmin: 1. If you choose "Full Conversion" then Column BA (AMOUNT) and Column BB (TAXES) BOTH values will be convert based on selected Currency in (Column L). 2. If you choose "Partial Conversion" then Column BA (AMOUNT) only will be converted based on selected currency (Column L) and Column BB (TAXES) value (INR) will be added to the converted values.
Note on K68: gepadmin: 1. If you choose "Full Conversion" then Column BA (AMOUNT) and Column BB (TAXES) BOTH values will be convert based on selected Currency in (Column L). 2. If you choose "Partial Conversion" then Column BA (AMOUNT) only will be converted based on selected currency (Column L) and Column BB (TAXES) value (INR) will be added to the converted values.
Note on K70: gepadmin: 1. If you choose "Full Conversion" then Column BA (AMOUNT) and Column BB (TAXES) BOTH values will be convert based on selected Currency in (Column L). 2. If you choose "Partial Conversion" then Column BA (AMOUNT) only will be converted based on selected currency (Column L) and Column BB (TAXES) value (INR) will be added to the converted values.
Note on K72: gepadmin: 1. If you choose "Full Conversion" then Column BA (AMOUNT) and Column BB (TAXES) BOTH values will be convert based on selected Currency in (Column L). 2. If you choose "Partial Conversion" then Column BA (AMOUNT) only will be converted based on selected currency (Column L) and Column BB (TAXES) value (INR) will be added to the converted values.
Note on K74: gepadmin: 1. If you choose "Full Conversion" then Column BA (AMOUNT) and Column BB (TAXES) BOTH values will be convert based on selected Currency in (Column L). 2. If you choose "Partial Conversion" then Column BA (AMOUNT) only will be converted based on selected currency (Column L) and Column BB (TAXES) value (INR) will be added to the converted values.
Note on K77: gepadmin: 1. If you choose "Full Conversion" then Column BA (AMOUNT) and Column BB (TAXES) BOTH values will be convert based on selected Currency in (Column L). 2. If you choose "Partial Conversion" then Column BA (AMOUNT) only will be converted based on selected currency (Column L) and Column BB (TAXES) value (INR) will be added to the converted values.
Note on K79: gepadmin: 1. If you choose "Full Conversion" then Column BA (AMOUNT) and Column BB (TAXES) BOTH values will be convert based on selected Currency in (Column L). 2. If you choose "Partial Conversion" then Column BA (AMOUNT) only will be converted based on selected currency (Column L) and Column BB (TAXES) value (INR) will be added to the converted values.
Note on K81: gepadmin: 1. If you choose "Full Conversion" then Column BA (AMOUNT) and Column BB (TAXES) BOTH values will be convert based on selected Currency in (Column L). 2. If you choose "Partial Conversion" then Column BA (AMOUNT) only will be converted based on selected currency (Column L) and Column BB (TAXES) value (INR) will be added to the converted values.
Note on K82: gepadmin: 1. If you choose "Full Conversion" then Column BA (AMOUNT) and Column BB (TAXES) BOTH values will be convert based on selected Currency in (Column L). 2. If you choose "Partial Conversion" then Column BA (AMOUNT) only will be converted based on selected currency (Column L) and Column BB (TAXES) value (INR) will be added to the converted values.
Note on K84: gepadmin: 1. If you choose "Full Conversion" then Column BA (AMOUNT) and Column BB (TAXES) BOTH values will be convert based on selected Currency in (Column L). 2. If you choose "Partial Conversion" then Column BA (AMOUNT) only will be converted based on selected currency (Column L) and Column BB (TAXES) value (INR) will be added to the converted values.
Note on K86: gepadmin: 1. If you choose "Full Conversion" then Column BA (AMOUNT) and Column BB (TAXES) BOTH values will be convert based on selected Currency in (Column L). 2. If you choose "Partial Conversion" then Column BA (AMOUNT) only will be converted based on selected currency (Column L) and Column BB (TAXES) value (INR) will be added to the converted values.
Note on K87: gepadmin: 1. If you choose "Full Conversion" then Column BA (AMOUNT) and Column BB (TAXES) BOTH values will be convert based on selected Currency in (Column L). 2. If you choose "Partial Conversion" then Column BA (AMOUNT) only will be converted based on selected currency (Column L) and Column BB (TAXES) value (INR) will be added to the converted values.
Note on K88: gepadmin: 1. If you choose "Full Conversion" then Column BA (AMOUNT) and Column BB (TAXES) BOTH values will be convert based on selected Currency in (Column L). 2. If you choose "Partial Conversion" then Column BA (AMOUNT) only will be converted based on selected currency (Column L) and Column BB (TAXES) value (INR) will be added to the converted values.
Note on K91: gepadmin: 1. If you choose "Full Conversion" then Column BA (AMOUNT) and Column BB (TAXES) BOTH values will be convert based on selected Currency in (Column L). 2. If you choose "Partial Conversion" then Column BA (AMOUNT) only will be converted based on selected currency (Column L) and Column BB (TAXES) value (INR) will be added to the converted values.
Note on K94: gepadmin: 1. If you choose "Full Conversion" then Column BA (AMOUNT) and Column BB (TAXES) BOTH values will be convert based on selected Currency in (Column L). 2. If you choose "Partial Conversion" then Column BA (AMOUNT) only will be converted based on selected currency (Column L) and Column BB (TAXES) value (INR) will be added to the converted values.
Note on K96: gepadmin: 1. If you choose "Full Conversion" then Column BA (AMOUNT) and Column BB (TAXES) BOTH values will be convert based on selected Currency in (Column L). 2. If you choose "Partial Conversion" then Column BA (AMOUNT) only will be converted based on selected currency (Column L) and Column BB (TAXES) value (INR) will be added to the converted values.
Note on K98: gepadmin: 1. If you choose "Full Conversion" then Column BA (AMOUNT) and Column BB (TAXES) BOTH values will be convert based on selected Currency in (Column L). 2. If you choose "Partial Conversion" then Column BA (AMOUNT) only will be converted based on selected currency (Column L) and Column BB (TAXES) value (INR) will be added to the converted values.
Note on K100: gepadmin: 1. If you choose "Full Conversion" then Column BA (AMOUNT) and Column BB (TAXES) BOTH values will be convert based on selected Currency in (Column L). 2. If you choose "Partial Conversion" then Column BA (AMOUNT) only will be converted based on selected currency (Column L) and Column BB (TAXES) value (INR) will be added to the converted values.
Note on K102: gepadmin: 1. If you choose "Full Conversion" then Column BA (AMOUNT) and Column BB (TAXES) BOTH values will be convert based on selected Currency in (Column L). 2. If you choose "Partial Conversion" then Column BA (AMOUNT) only will be converted based on selected currency (Column L) and Column BB (TAXES) value (INR) will be added to the converted values.
Note on K104: gepadmin: 1. If you choose "Full Conversion" then Column BA (AMOUNT) and Column BB (TAXES) BOTH values will be convert based on selected Currency in (Column L). 2. If you choose "Partial Conversion" then Column BA (AMOUNT) only will be converted based on selected currency (Column L) and Column BB (TAXES) value (INR) will be added to the converted values.
Note on K106: gepadmin: 1. If you choose "Full Conversion" then Column BA (AMOUNT) and Column BB (TAXES) BOTH values will be convert based on selected Currency in (Column L). 2. If you choose "Partial Conversion" then Column BA (AMOUNT) only will be converted based on selected currency (Column L) and Column BB (TAXES) value (INR) will be added to the converted values.
Note on K108: gepadmin: 1. If you choose "Full Conversion" then Column BA (AMOUNT) and Column BB (TAXES) BOTH values will be convert based on selected Currency in (Column L). 2. If you choose "Partial Conversion" then Column BA (AMOUNT) only will be converted based on selected currency (Column L) and Column BB (TAXES) value (INR) will be added to the converted values.
Note on K109: gepadmin: 1. If you choose "Full Conversion" then Column BA (AMOUNT) and Column BB (TAXES) BOTH values will be convert based on selected Currency in (Column L). 2. If you choose "Partial Conversion" then Column BA (AMOUNT) only will be converted based on selected currency (Column L) and Column BB (TAXES) value (INR) will be added to the converted values.
Note on K111: gepadmin: 1. If you choose "Full Conversion" then Column BA (AMOUNT) and Column BB (TAXES) BOTH values will be convert based on selected Currency in (Column L). 2. If you choose "Partial Conversion" then Column BA (AMOUNT) only will be converted based on selected currency (Column L) and Column BB (TAXES) value (INR) will be added to the converted values.
Note on K112: gepadmin: 1. If you choose "Full Conversion" then Column BA (AMOUNT) and Column BB (TAXES) BOTH values will be convert based on selected Currency in (Column L). 2. If you choose "Partial Conversion" then Column BA (AMOUNT) only will be converted based on selected currency (Column L) and Column BB (TAXES) value (INR) will be added to the converted values.
Note on K114: gepadmin: 1. If you choose "Full Conversion" then Column BA (AMOUNT) and Column BB (TAXES) BOTH values will be convert based on selected Currency in (Column L). 2. If you choose "Partial Conversion" then Column BA (AMOUNT) only will be converted based on selected currency (Column L) and Column BB (TAXES) value (INR) will be added to the converted values.
Note on K116: gepadmin: 1. If you choose "Full Conversion" then Column BA (AMOUNT) and Column BB (TAXES) BOTH values will be convert based on selected Currency in (Column L). 2. If you choose "Partial Conversion" then Column BA (AMOUNT) only will be converted based on selected currency (Column L) and Column BB (TAXES) value (INR) will be added to the converted values.
Note on K118: gepadmin: 1. If you choose "Full Conversion" then Column BA (AMOUNT) and Column BB (TAXES) BOTH values will be convert based on selected Currency in (Column L). 2. If you choose "Partial Conversion" then Column BA (AMOUNT) only will be converted based on selected currency (Column L) and Column BB (TAXES) value (INR) will be added to the converted values.
Note on K121: gepadmin: 1. If you choose "Full Conversion" then Column BA (AMOUNT) and Column BB (TAXES) BOTH values will be convert based on selected Currency in (Column L). 2. If you choose "Partial Conversion" then Column BA (AMOUNT) only will be converted based on selected currency (Column L) and Column BB (TAXES) value (INR) will be added to the converted values.
Note on K123: gepadmin: 1. If you choose "Full Conversion" then Column BA (AMOUNT) and Column BB (TAXES) BOTH values will be convert based on selected Currency in (Column L). 2. If you choose "Partial Conversion" then Column BA (AMOUNT) only will be converted based on selected currency (Column L) and Column BB (TAXES) value (INR) will be added to the converted values.
Note on K124: gepadmin: 1. If you choose "Full Conversion" then Column BA (AMOUNT) and Column BB (TAXES) BOTH values will be convert based on selected Currency in (Column L). 2. If you choose "Partial Conversion" then Column BA (AMOUNT) only will be converted based on selected currency (Column L) and Column BB (TAXES) value (INR) will be added to the converted values.
Note on K126: gepadmin: 1. If you choose "Full Conversion" then Column BA (AMOUNT) and Column BB (TAXES) BOTH values will be convert based on selected Currency in (Column L). 2. If you choose "Partial Conversion" then Column BA (AMOUNT) only will be converted based on selected currency (Column L) and Column BB (TAXES) value (INR) will be added to the converted values.
Note on K128: gepadmin: 1. If you choose "Full Conversion" then Column BA (AMOUNT) and Column BB (TAXES) BOTH values will be convert based on selected Currency in (Column L). 2. If you choose "Partial Conversion" then Column BA (AMOUNT) only will be converted based on selected currency (Column L) and Column BB (TAXES) value (INR) will be added to the converted values.
Note on K129: gepadmin: 1. If you choose "Full Conversion" then Column BA (AMOUNT) and Column BB (TAXES) BOTH values will be convert based on selected Currency in (Column L). 2. If you choose "Partial Conversion" then Column BA (AMOUNT) only will be converted based on selected currency (Column L) and Column BB (TAXES) value (INR) will be added to the converted values.
Note on K130: gepadmin: 1. If you choose "Full Conversion" then Column BA (AMOUNT) and Column BB (TAXES) BOTH values will be convert based on selected Currency in (Column L). 2. If you choose "Partial Conversion" then Column BA (AMOUNT) only will be converted based on selected currency (Column L) and Column BB (TAXES) value (INR) will be added to the converted values.
Note on K131: gepadmin: 1. If you choose "Full Conversion" then Column BA (AMOUNT) and Column BB (TAXES) BOTH values will be convert based on selected Currency in (Column L). 2. If you choose "Partial Conversion" then Column BA (AMOUNT) only will be converted based on selected currency (Column L) and Column BB (TAXES) value (INR) will be added to the converted values.
Note on K133: gepadmin: 1. If you choose "Full Conversion" then Column BA (AMOUNT) and Column BB (TAXES) BOTH values will be convert based on selected Currency in (Column L). 2. If you choose "Partial Conversion" then Column BA (AMOUNT) only will be converted based on selected currency (Column L) and Column BB (TAXES) value (INR) will be added to the converted values.
Note on K135: gepadmin: 1. If you choose "Full Conversion" then Column BA (AMOUNT) and Column BB (TAXES) BOTH values will be convert based on selected Currency in (Column L). 2. If you choose "Partial Conversion" then Column BA (AMOUNT) only will be converted based on selected currency (Column L) and Column BB (TAXES) value (INR) will be added to the converted values.
Note on K137: gepadmin: 1. If you choose "Full Conversion" then Column BA (AMOUNT) and Column BB (TAXES) BOTH values will be convert based on selected Currency in (Column L). 2. If you choose "Partial Conversion" then Column BA (AMOUNT) only will be converted based on selected currency (Column L) and Column BB (TAXES) value (INR) will be added to the converted values.
Note on K138: gepadmin: 1. If you choose "Full Conversion" then Column BA (AMOUNT) and Column BB (TAXES) BOTH values will be convert based on selected Currency in (Column L). 2. If you choose "Partial Conversion" then Column BA (AMOUNT) only will be converted based on selected currency (Column L) and Column BB (TAXES) value (INR) will be added to the converted values.
Note on K139: gepadmin: 1. If you choose "Full Conversion" then Column BA (AMOUNT) and Column BB (TAXES) BOTH values will be convert based on selected Currency in (Column L). 2. If you choose "Partial Conversion" then Column BA (AMOUNT) only will be converted based on selected currency (Column L) and Column BB (TAXES) value (INR) will be added to the converted values.
Note on K140: gepadmin: 1. If you choose "Full Conversion" then Column BA (AMOUNT) and Column BB (TAXES) BOTH values will be convert based on selected Currency in (Column L). 2. If you choose "Partial Conversion" then Column BA (AMOUNT) only will be converted based on selected currency (Column L) and Column BB (TAXES) value (INR) will be added to the converted values.
Note on K141: gepadmin: 1. If you choose "Full Conversion" then Column BA (AMOUNT) and Column BB (TAXES) BOTH values will be convert based on selected Currency in (Column L). 2. If you choose "Partial Conversion" then Column BA (AMOUNT) only will be converted based on selected currency (Column L) and Column BB (TAXES) value (INR) will be added to the converted values.
Note on K144: gepadmin: 1. If you choose "Full Conversion" then Column BA (AMOUNT) and Column BB (TAXES) BOTH values will be convert based on selected Currency in (Column L). 2. If you choose "Partial Conversion" then Column BA (AMOUNT) only will be converted based on selected currency (Column L) and Column BB (TAXES) value (INR) will be added to the converted values.
Note on K146: gepadmin: 1. If you choose "Full Conversion" then Column BA (AMOUNT) and Column BB (TAXES) BOTH values will be convert based on selected Currency in (Column L). 2. If you choose "Partial Conversion" then Column BA (AMOUNT) only will be converted based on selected currency (Column L) and Column BB (TAXES) value (INR) will be added to the converted values.
Note on K148: gepadmin: 1. If you choose "Full Conversion" then Column BA (AMOUNT) and Column BB (TAXES) BOTH values will be convert based on selected Currency in (Column L). 2. If you choose "Partial Conversion" then Column BA (AMOUNT) only will be converted based on selected currency (Column L) and Column BB (TAXES) value (INR) will be added to the converted values.
Note on K149: gepadmin: 1. If you choose "Full Conversion" then Column BA (AMOUNT) and Column BB (TAXES) BOTH values will be convert based on selected Currency in (Column L). 2. If you choose "Partial Conversion" then Column BA (AMOUNT) only will be converted based on selected currency (Column L) and Column BB (TAXES) value (INR) will be added to the converted values.
Note on K150: gepadmin: 1. If you choose "Full Conversion" then Column BA (AMOUNT) and Column BB (TAXES) BOTH values will be convert based on selected Currency in (Column L). 2. If you choose "Partial Conversion" then Column BA (AMOUNT) only will be converted based on selected currency (Column L) and Column BB (TAXES) value (INR) will be added to the converted values.
Note on K151: gepadmin: 1. If you choose "Full Conversion" then Column BA (AMOUNT) and Column BB (TAXES) BOTH values will be convert based on selected Currency in (Column L). 2. If you choose "Partial Conversion" then Column BA (AMOUNT) only will be converted based on selected currency (Column L) and Column BB (TAXES) value (INR) will be added to the converted values.
Note on K154: gepadmin: 1. If you choose "Full Conversion" then Column BA (AMOUNT) and Column BB (TAXES) BOTH values will be convert based on selected Currency in (Column L). 2. If you choose "Partial Conversion" then Column BA (AMOUNT) only will be converted based on selected currency (Column L) and Column BB (TAXES) value (INR) will be added to the converted values.
Note on K155: gepadmin: 1. If you choose "Full Conversion" then Column BA (AMOUNT) and Column BB (TAXES) BOTH values will be convert based on selected Currency in (Column L). 2. If you choose "Partial Conversion" then Column BA (AMOUNT) only will be converted based on selected currency (Column L) and Column BB (TAXES) value (INR) will be added to the converted values.
Note on K158: gepadmin: 1. If you choose "Full Conversion" then Column BA (AMOUNT) and Column BB (TAXES) BOTH values will be convert based on selected Currency in (Column L). 2. If you choose "Partial Conversion" then Column BA (AMOUNT) only will be converted based on selected currency (Column L) and Column BB (TAXES) value (INR) will be added to the converted values.
Note on K160: gepadmin: 1. If you choose "Full Conversion" then Column BA (AMOUNT) and Column BB (TAXES) BOTH values will be convert based on selected Currency in (Column L). 2. If you choose "Partial Conversion" then Column BA (AMOUNT) only will be converted based on selected currency (Column L) and Column BB (TAXES) value (INR) will be added to the converted values.
Note on K163: gepadmin: 1. If you choose "Full Conversion" then Column BA (AMOUNT) and Column BB (TAXES) BOTH values will be convert based on selected Currency in (Column L). 2. If you choose "Partial Conversion" then Column BA (AMOUNT) only will be converted based on selected currency (Column L) and Column BB (TAXES) value (INR) will be added to the converted values.
Note on K166: gepadmin: 1. If you choose "Full Conversion" then Column BA (AMOUNT) and Column BB (TAXES) BOTH values will be convert based on selected Currency in (Column L). 2. If you choose "Partial Conversion" then Column BA (AMOUNT) only will be converted based on selected currency (Column L) and Column BB (TAXES) value (INR) will be added to the converted values.
Note on K169: gepadmin: 1. If you choose "Full Conversion" then Column BA (AMOUNT) and Column BB (TAXES) BOTH values will be convert based on selected Currency in (Column L). 2. If you choose "Partial Conversion" then Column BA (AMOUNT) only will be converted based on selected currency (Column L) and Column BB (TAXES) value (INR) will be added to the converted values.
Note on K171: gepadmin: 1. If you choose "Full Conversion" then Column BA (AMOUNT) and Column BB (TAXES) BOTH values will be convert based on selected Currency in (Column L). 2. If you choose "Partial Conversion" then Column BA (AMOUNT) only will be converted based on selected currency (Column L) and Column BB (TAXES) value (INR) will be added to the converted values.
Note on K173: gepadmin: 1. If you choose "Full Conversion" then Column BA (AMOUNT) and Column BB (TAXES) BOTH values will be convert based on selected Currency in (Column L). 2. If you choose "Partial Conversion" then Column BA (AMOUNT) only will be converted based on selected currency (Column L) and Column BB (TAXES) value (INR) will be added to the converted values.
Note on K174: gepadmin: 1. If you choose "Full Conversion" then Column BA (AMOUNT) and Column BB (TAXES) BOTH values will be convert based on selected Currency in (Column L). 2. If you choose "Partial Conversion" then Column BA (AMOUNT) only will be converted based on selected currency (Column L) and Column BB (TAXES) value (INR) will be added to the converted values.
Note on K177: gepadmin: 1. If you choose "Full Conversion" then Column BA (AMOUNT) and Column BB (TAXES) BOTH values will be convert based on selected Currency in (Column L). 2. If you choose "Partial Conversion" then Column BA (AMOUNT) only will be converted based on selected currency (Column L) and Column BB (TAXES) value (INR) will be added to the converted values.
Note on K179: gepadmin: 1. If you choose "Full Conversion" then Column BA (AMOUNT) and Column BB (TAXES) BOTH values will be convert based on selected Currency in (Column L). 2. If you choose "Partial Conversion" then Column BA (AMOUNT) only will be converted based on selected currency (Column L) and Column BB (TAXES) value (INR) will be added to the converted values.
Note on K182: gepadmin: 1. If you choose "Full Conversion" then Column BA (AMOUNT) and Column BB (TAXES) BOTH values will be convert based on selected Currency in (Column L). 2. If you choose "Partial Conversion" then Column BA (AMOUNT) only will be converted based on selected currency (Column L) and Column BB (TAXES) value (INR) will be added to the converted values.
Note on K183: gepadmin: 1. If you choose "Full Conversion" then Column BA (AMOUNT) and Column BB (TAXES) BOTH values will be convert based on selected Currency in (Column L). 2. If you choose "Partial Conversion" then Column BA (AMOUNT) only will be converted based on selected currency (Column L) and Column BB (TAXES) value (INR) will be added to the converted values.
Note on K185: gepadmin: 1. If you choose "Full Conversion" then Column BA (AMOUNT) and Column BB (TAXES) BOTH values will be convert based on selected Currency in (Column L). 2. If you choose "Partial Conversion" then Column BA (AMOUNT) only will be converted based on selected currency (Column L) and Column BB (TAXES) value (INR) will be added to the converted values.
Note on K187: gepadmin: 1. If you choose "Full Conversion" then Column BA (AMOUNT) and Column BB (TAXES) BOTH values will be convert based on selected Currency in (Column L). 2. If you choose "Partial Conversion" then Column BA (AMOUNT) only will be converted based on selected currency (Column L) and Column BB (TAXES) value (INR) will be added to the converted values.
Note on K188: gepadmin: 1. If you choose "Full Conversion" then Column BA (AMOUNT) and Column BB (TAXES) BOTH values will be convert based on selected Currency in (Column L). 2. If you choose "Partial Conversion" then Column BA (AMOUNT) only will be converted based on selected currency (Column L) and Column BB (TAXES) value (INR) will be added to the converted values.
Note on K189: gepadmin: 1. If you choose "Full Conversion" then Column BA (AMOUNT) and Column BB (TAXES) BOTH values will be convert based on selected Currency in (Column L). 2. If you choose "Partial Conversion" then Column BA (AMOUNT) only will be converted based on selected currency (Column L) and Column BB (TAXES) value (INR) will be added to the converted values.
Note on K191: gepadmin: 1. If you choose "Full Conversion" then Column BA (AMOUNT) and Column BB (TAXES) BOTH values will be convert based on selected Currency in (Column L). 2. If you choose "Partial Conversion" then Column BA (AMOUNT) only will be converted based on selected currency (Column L) and Column BB (TAXES) value (INR) will be added to the converted values.
Note on K193: gepadmin: 1. If you choose "Full Conversion" then Column BA (AMOUNT) and Column BB (TAXES) BOTH values will be convert based on selected Currency in (Column L). 2. If you choose "Partial Conversion" then Column BA (AMOUNT) only will be converted based on selected currency (Column L) and Column BB (TAXES) value (INR) will be added to the converted values.
Note on K195: gepadmin: 1. If you choose "Full Conversion" then Column BA (AMOUNT) and Column BB (TAXES) BOTH values will be convert based on selected Currency in (Column L). 2. If you choose "Partial Conversion" then Column BA (AMOUNT) only will be converted based on selected currency (Column L) and Column BB (TAXES) value (INR) will be added to the converted values.
Note on K197: gepadmin: 1. If you choose "Full Conversion" then Column BA (AMOUNT) and Column BB (TAXES) BOTH values will be convert based on selected Currency in (Column L). 2. If you choose "Partial Conversion" then Column BA (AMOUNT) only will be converted based on selected currency (Column L) and Column BB (TAXES) value (INR) will be added to the converted values.
Note on K200: gepadmin: 1. If you choose "Full Conversion" then Column BA (AMOUNT) and Column BB (TAXES) BOTH values will be convert based on selected Currency in (Column L). 2. If you choose "Partial Conversion" then Column BA (AMOUNT) only will be converted based on selected currency (Column L) and Column BB (TAXES) value (INR) will be added to the converted values.
Note on K202: gepadmin: 1. If you choose "Full Conversion" then Column BA (AMOUNT) and Column BB (TAXES) BOTH values will be convert based on selected Currency in (Column L). 2. If you choose "Partial Conversion" then Column BA (AMOUNT) only will be converted based on selected currency (Column L) and Column BB (TAXES) value (INR) will be added to the converted values.
Note on K204: gepadmin: 1. If you choose "Full Conversion" then Column BA (AMOUNT) and Column BB (TAXES) BOTH values will be convert based on selected Currency in (Column L). 2. If you choose "Partial Conversion" then Column BA (AMOUNT) only will be converted based on selected currency (Column L) and Column BB (TAXES) value (INR) will be added to the converted values.
Note on K205: gepadmin: 1. If you choose "Full Conversion" then Column BA (AMOUNT) and Column BB (TAXES) BOTH values will be convert based on selected Currency in (Column L). 2. If you choose "Partial Conversion" then Column BA (AMOUNT) only will be converted based on selected currency (Column L) and Column BB (TAXES) value (INR) will be added to the converted values.
Note on K206: gepadmin: 1. If you choose "Full Conversion" then Column BA (AMOUNT) and Column BB (TAXES) BOTH values will be convert based on selected Currency in (Column L). 2. If you choose "Partial Conversion" then Column BA (AMOUNT) only will be converted based on selected currency (Column L) and Column BB (TAXES) value (INR) will be added to the converted values.
Note on K208: gepadmin: 1. If you choose "Full Conversion" then Column BA (AMOUNT) and Column BB (TAXES) BOTH values will be convert based on selected Currency in (Column L). 2. If you choose "Partial Conversion" then Column BA (AMOUNT) only will be converted based on selected currency (Column L) and Column BB (TAXES) value (INR) will be added to the converted values.
Note on K209: gepadmin: 1. If you choose "Full Conversion" then Column BA (AMOUNT) and Column BB (TAXES) BOTH values will be convert based on selected Currency in (Column L). 2. If you choose "Partial Conversion" then Column BA (AMOUNT) only will be converted based on selected currency (Column L) and Column BB (TAXES) value (INR) will be added to the converted values.
Note on K211: gepadmin: 1. If you choose "Full Conversion" then Column BA (AMOUNT) and Column BB (TAXES) BOTH values will be convert based on selected Currency in (Column L). 2. If you choose "Partial Conversion" then Column BA (AMOUNT) only will be converted based on selected currency (Column L) and Column BB (TAXES) value (INR) will be added to the converted values.
Note on K212: gepadmin: 1. If you choose "Full Conversion" then Column BA (AMOUNT) and Column BB (TAXES) BOTH values will be convert based on selected Currency in (Column L). 2. If you choose "Partial Conversion" then Column BA (AMOUNT) only will be converted based on selected currency (Column L) and Column BB (TAXES) value (INR) will be added to the converted values.
Note on K213: gepadmin: 1. If you choose "Full Conversion" then Column BA (AMOUNT) and Column BB (TAXES) BOTH values will be convert based on selected Currency in (Column L). 2. If you choose "Partial Conversion" then Column BA (AMOUNT) only will be converted based on selected currency (Column L) and Column BB (TAXES) value (INR) will be added to the converted values.
Note on K214: gepadmin: 1. If you choose "Full Conversion" then Column BA (AMOUNT) and Column BB (TAXES) BOTH values will be convert based on selected Currency in (Column L). 2. If you choose "Partial Conversion" then Column BA (AMOUNT) only will be converted based on selected currency (Column L) and Column BB (TAXES) value (INR) will be added to the converted values.
Note on K216: gepadmin: 1. If you choose "Full Conversion" then Column BA (AMOUNT) and Column BB (TAXES) BOTH values will be convert based on selected Currency in (Column L). 2. If you choose "Partial Conversion" then Column BA (AMOUNT) only will be converted based on selected currency (Column L) and Column BB (TAXES) value (INR) will be added to the converted values.
Note on K218: gepadmin: 1. If you choose "Full Conversion" then Column BA (AMOUNT) and Column BB (TAXES) BOTH values will be convert based on selected Currency in (Column L). 2. If you choose "Partial Conversion" then Column BA (AMOUNT) only will be converted based on selected currency (Column L) and Column BB (TAXES) value (INR) will be added to the converted values.
Note on K220: gepadmin: 1. If you choose "Full Conversion" then Column BA (AMOUNT) and Column BB (TAXES) BOTH values will be convert based on selected Currency in (Column L). 2. If you choose "Partial Conversion" then Column BA (AMOUNT) only will be converted based on selected currency (Column L) and Column BB (TAXES) value (INR) will be added to the converted values.
Note on K222: gepadmin: 1. If you choose "Full Conversion" then Column BA (AMOUNT) and Column BB (TAXES) BOTH values will be convert based on selected Currency in (Column L). 2. If you choose "Partial Conversion" then Column BA (AMOUNT) only will be converted based on selected currency (Column L) and Column BB (TAXES) value (INR) will be added to the converted values.
Note on K223: gepadmin: 1. If you choose "Full Conversion" then Column BA (AMOUNT) and Column BB (TAXES) BOTH values will be convert based on selected Currency in (Column L). 2. If you choose "Partial Conversion" then Column BA (AMOUNT) only will be converted based on selected currency (Column L) and Column BB (TAXES) value (INR) will be added to the converted values.
Note on K225: gepadmin: 1. If you choose "Full Conversion" then Column BA (AMOUNT) and Column BB (TAXES) BOTH values will be convert based on selected Currency in (Column L). 2. If you choose "Partial Conversion" then Column BA (AMOUNT) only will be converted based on selected currency (Column L) and Column BB (TAXES) value (INR) will be added to the converted values.
Note on K227: gepadmin: 1. If you choose "Full Conversion" then Column BA (AMOUNT) and Column BB (TAXES) BOTH values will be convert based on selected Currency in (Column L). 2. If you choose "Partial Conversion" then Column BA (AMOUNT) only will be converted based on selected currency (Column L) and Column BB (TAXES) value (INR) will be added to the converted values.
Note on K228: gepadmin: 1. If you choose "Full Conversion" then Column BA (AMOUNT) and Column BB (TAXES) BOTH values will be convert based on selected Currency in (Column L). 2. If you choose "Partial Conversion" then Column BA (AMOUNT) only will be converted based on selected currency (Column L) and Column BB (TAXES) value (INR) will be added to the converted values.
Note on K231: gepadmin: 1. If you choose "Full Conversion" then Column BA (AMOUNT) and Column BB (TAXES) BOTH values will be convert based on selected Currency in (Column L). 2. If you choose "Partial Conversion" then Column BA (AMOUNT) only will be converted based on selected currency (Column L) and Column BB (TAXES) value (INR) will be added to the converted values.
Note on K233: gepadmin: 1. If you choose "Full Conversion" then Column BA (AMOUNT) and Column BB (TAXES) BOTH values will be convert based on selected Currency in (Column L). 2. If you choose "Partial Conversion" then Column BA (AMOUNT) only will be converted based on selected currency (Column L) and Column BB (TAXES) value (INR) will be added to the converted values.
Note on K236: gepadmin: 1. If you choose "Full Conversion" then Column BA (AMOUNT) and Column BB (TAXES) BOTH values will be convert based on selected Currency in (Column L). 2. If you choose "Partial Conversion" then Column BA (AMOUNT) only will be converted based on selected currency (Column L) and Column BB (TAXES) value (INR) will be added to the converted values.
Note on K238: gepadmin: 1. If you choose "Full Conversion" then Column BA (AMOUNT) and Column BB (TAXES) BOTH values will be convert based on selected Currency in (Column L). 2. If you choose "Partial Conversion" then Column BA (AMOUNT) only will be converted based on selected currency (Column L) and Column BB (TAXES) value (INR) will be added to the converted values.
Note on K241: gepadmin: 1. If you choose "Full Conversion" then Column BA (AMOUNT) and Column BB (TAXES) BOTH values will be convert based on selected Currency in (Column L). 2. If you choose "Partial Conversion" then Column BA (AMOUNT) only will be converted based on selected currency (Column L) and Column BB (TAXES) value (INR) will be added to the converted values.
Note on K244: gepadmin: 1. If you choose "Full Conversion" then Column BA (AMOUNT) and Column BB (TAXES) BOTH values will be convert based on selected Currency in (Column L). 2. If you choose "Partial Conversion" then Column BA (AMOUNT) only will be converted based on selected currency (Column L) and Column BB (TAXES) value (INR) will be added to the converted values.
Note on K246: gepadmin: 1. If you choose "Full Conversion" then Column BA (AMOUNT) and Column BB (TAXES) BOTH values will be convert based on selected Currency in (Column L). 2. If you choose "Partial Conversion" then Column BA (AMOUNT) only will be converted based on selected currency (Column L) and Column BB (TAXES) value (INR) will be added to the converted values.
Note on K247: gepadmin: 1. If you choose "Full Conversion" then Column BA (AMOUNT) and Column BB (TAXES) BOTH values will be convert based on selected Currency in (Column L). 2. If you choose "Partial Conversion" then Column BA (AMOUNT) only will be converted based on selected currency (Column L) and Column BB (TAXES) value (INR) will be added to the converted values.
Note on K248: gepadmin: 1. If you choose "Full Conversion" then Column BA (AMOUNT) and Column BB (TAXES) BOTH values will be convert based on selected Currency in (Column L). 2. If you choose "Partial Conversion" then Column BA (AMOUNT) only will be converted based on selected currency (Column L) and Column BB (TAXES) value (INR) will be added to the converted values.
Note on K249: gepadmin: 1. If you choose "Full Conversion" then Column BA (AMOUNT) and Column BB (TAXES) BOTH values will be convert based on selected Currency in (Column L). 2. If you choose "Partial Conversion" then Column BA (AMOUNT) only will be converted based on selected currency (Column L) and Column BB (TAXES) value (INR) will be added to the converted values.
Note on K250: gepadmin: 1. If you choose "Full Conversion" then Column BA (AMOUNT) and Column BB (TAXES) BOTH values will be convert based on selected Currency in (Column L). 2. If you choose "Partial Conversion" then Column BA (AMOUNT) only will be converted based on selected currency (Column L) and Column BB (TAXES) value (INR) will be added to the converted values.
Note on K251: gepadmin: 1. If you choose "Full Conversion" then Column BA (AMOUNT) and Column BB (TAXES) BOTH values will be convert based on selected Currency in (Column L). 2. If you choose "Partial Conversion" then Column BA (AMOUNT) only will be converted based on selected currency (Column L) and Column BB (TAXES) value (INR) will be added to the converted values.
Note on K252: gepadmin: 1. If you choose "Full Conversion" then Column BA (AMOUNT) and Column BB (TAXES) BOTH values will be convert based on selected Currency in (Column L). 2. If you choose "Partial Conversion" then Column BA (AMOUNT) only will be converted based on selected currency (Column L) and Column BB (TAXES) value (INR) will be added to the converted values.
Note on K253: gepadmin: 1. If you choose "Full Conversion" then Column BA (AMOUNT) and Column BB (TAXES) BOTH values will be convert based on selected Currency in (Column L). 2. If you choose "Partial Conversion" then Column BA (AMOUNT) only will be converted based on selected currency (Column L) and Column BB (TAXES) value (INR) will be added to the converted values.
Note on K254: gepadmin: 1. If you choose "Full Conversion" then Column BA (AMOUNT) and Column BB (TAXES) BOTH values will be convert based on selected Currency in (Column L). 2. If you choose "Partial Conversion" then Column BA (AMOUNT) only will be converted based on selected currency (Column L) and Column BB (TAXES) value (INR) will be added to the converted values.
Note on K255: gepadmin: 1. If you choose "Full Conversion" then Column BA (AMOUNT) and Column BB (TAXES) BOTH values will be convert based on selected Currency in (Column L). 2. If you choose "Partial Conversion" then Column BA (AMOUNT) only will be converted based on selected currency (Column L) and Column BB (TAXES) value (INR) will be added to the converted values.
Validate
Print
Help

## Macros
Please Enable Macros to View BoQ information