## BoQ1 (hidden)
Percentage BoQ
BoQ_Ver3.1 | Percentage | Normal | INR Only | INR
Select, At Par, Excess (+), Less (-) |  | IOCL
Tender Inviting Authority: Superintending Engineer, IWD, IIT, Kanpur
Name of Work: Carrying out minor maintenance civil work in Residences north side of Main Drive Zone-I and II.
Contract No: 15/Civil/D2/2021-22/01
Name of the Bidder/ Bidding Firm / Company :
PRICE SCHEDULE (This BOQ template must not be modified/replaced by the bidder and the same should be uploaded after filling the relevant columns, else the bidder is liable to be rejected for this tender. Bidders are allowed to enter the Bidder Name and Values only )
NUMBER # | TEXT # | TEXT # | NUMBER # | TEXT # | NUMBER | NUMBER | TEXT | TEXT # | NUMBER # | TEXT# | TEXT # | NUMBER # | NUMBER | NUMBER | NUMBER | NUMBER | TEXT | TEXT | NUMBER | NUMBER | NUMBER | NUMBER | TEXT | TEXT | NUMBER | NUMBER | NUMBER | NUMBER | TEXT | TEXT | NUMBER | NUMBER | NUMBER | NUMBER | TEXT | TEXT | NUMBER | NUMBER | NUMBER | NUMBER | TEXT | TEXT | NUMBER | NUMBER | NUMBER # | NUMBER # | TEXT | TEXT | NUMBER # | NUMBER # | DATE | NUMBER # | NUMBER # | TEXT #
Sl. No. | Item Description | Item Code / Make | Quantity | Units | Estimated Rate in Rs. P |  |  | Addition / Deduction | Addition / Deduction Values | Currency Convertion against each Item | Quoted Currency in INR / Other Currency | BASIC RATE In Figures To be entered by the Bidder Rs. P | Excise Duty | VAT | Freight Charges ( Unloading & Stacking) | Any Other Taxes/Duties/Levies |  |  | Other Taxes 2 | IIIrd Party i.e DGS&D / RITES etc Inspection Charges @0.34%+Service Tax | Less for Cenvat Credit,if any respect of Supplies Under full Excise Duty Category | [30 empty] | TOTAL AMOUNT in Rs. P | TOTAL AMOUNT With Taxes | TOTAL AMOUNT In Words
1 | 2 | 3 | 4 | 5 | 6 | 7 | 8 | 9 | 10 | 11 | 12 | 13 | 14 | 15 | 16 | 17 | 18 | 19 | 20 | 21 | 22 | 23 | 24 | 25 | 26 | 27 | 28 | 29 | 30 | 31 | 32 | 33 | 34 | 35 | 36 | 37 | 38 | 39 | 40 | 41 | 42 | 43 | 44 | 45 | 46 | 47 | 48 | 49 | 50 | 51 | 52 | 7 | 54 | 8
1 | CARRIAGE OF MATERIALS | item no.1 | [52 empty] | 1 | CARRIAGE OF MATERIALS | item no.1 |  |  | Construction of chamber for 100mm sluices valve | item1 | 10 | 1 Nos
1.01 | By Mechanical Transport including loading,unloading and stacking | item no.2 | [52 empty] | 1.01 | By Mechanical Transport including loading,unloading and stacking | item no.2 |  |  | Supplying, Conveying and fixing spls. Including eart | item1 | 123.223 | Nos
1.02 | Lime, moorum, building rubbish Lead - 2 km | item no.3 | 14.56 | cum | 104.81 |  |  | Excess(+) | 1 | Full Conversion | INR | [40 empty] | #VALUE! | #VALUE! | #VALUE! | 1.02 | Lime, moorum, building rubbish Lead - 2 km | item no.3 | 14.56 | cum | Construction of chamber for 100mm sluice plates | item2 | 213 | Nos
1.03 | Earth Lead - 2 km | item no.4 | 0.56 | cum | 131.02 |  |  | Excess(+) | 1 | Full Conversion | INR | [40 empty] | #VALUE! | #VALUE! | #VALUE! | 1.03 | Earth Lead - 2 km | item no.4 | 0.56 | cum
2 | EARTH WORK | item no.5 | [52 empty] | 2 | EARTH WORK | item no.5
2.01 | Earth work in surface excavation not exceeding 30 cm in depth but exceeding 1.5 m in width as well as 10 sqm on plan including getting out and disposal of excavated earth upto 50 m and lift upto 1.5 m, as directed by Engineer-in- Charge: | item no.6 | [52 empty] | 2.01 | Earth work in surface excavation not exceeding 30 cm in depth but exceeding 1.5 m in width as well as 10 sqm on plan including getting out and disposal of excavated earth upto 50 m and lift upto 1.5 m, as directed by Engineer-in- Charge: | item no.6
2.02 | All kinds of soil | item no.7 | 20 | sqm | 81.14 |  |  | Excess(+) | 1 | Full Conversion | INR | [40 empty] | #VALUE! | #VALUE! | #VALUE! | 2.02 | All kinds of soil | item no.7 | 20 | sqm
2.03 | Earth work in excavation by mechanical means (Hydraulic excavator)/manual means over areas (exceeding 30 cm in depth, 1.5 m in width as well as 10 sqm on plan) including getting out and disposal of excavated earth lead upto 50 m and lift upto 1.5 m, as directed by Engineer-in-charge. | item no.8 | [52 empty] | 2.03 | Earth work in excavation by mechanical means (Hydraulic excavator)/manual means over areas (exceeding 30 cm in depth, 1.5 m in width as well as 10 sqm on plan) including getting out and disposal of excavated earth lead upto 50 m and lift upto 1.5 m, as directed by Engineer-in-charge. | item no.8 |  |  | Construction of chamber for 100mm sluices valve | item3 | 10 | Nos
2.04 | All kinds of soil | item no.9 | 5 | cum | 159.44 |  |  | Excess(+) | 1 | Full Conversion | INR | [40 empty] | #VALUE! | #VALUE! | #VALUE! | 2.04 | All kinds of soil | item no.9 | 5 | cum
2.05 | Earth work in excavation by mechanical means (Hydraulic excavator) / manual means in foundation trenches or drains (not exceeding 1.5 m in width or 10 sqm on plan), including dressing of sides and ramming of bottoms, lift upto 1.5 m, including getting out the excavated soil and disposal of surplus excavated soil as directed, within a lead of 50 m. | item no.10 | [52 empty] | 2.05 | Earth work in excavation by mechanical means (Hydraulic excavator) / manual means in foundation trenches or drains (not exceeding 1.5 m in width or 10 sqm on plan), including dressing of sides and ramming of bottoms, lift upto 1.5 m, including getting out the excavated soil and disposal of surplus excavated soil as directed, within a lead of 50 m. | item no.10 |  |  | Supplying, Conveying and fixing spls. Including eart | item1 | 123.223 | Nos
2.06 | All kinds of soil. | item no.11 | 5 | cum | 221.21 |  |  | Excess(+) | 1 | Full Conversion | INR | [40 empty] | #VALUE! | #VALUE! | #VALUE! | 2.06 | All kinds of soil. | item no.11 | 5 | cum | Supplying, Conveying and fixing spls. Including ea | item4 | 10 | Nos
2.07 | Excavating trenches of required width for pipes, cables, etc including excavation for sockets, and dressing of sides, ramming of bottoms, depth upto 1.5 m, including getting out the excavated soil, and then returning the soil as required, in layers not exceeding 20 cm in depth, including consolidating each deposited layer by ramming, watering, etc. and disposing of surplus excavated soil as directed, within a lead of 50 m : | item no.12 | [52 empty] | 2.07 | Excavating trenches of required width for pipes, cables, etc including excavation for sockets, and dressing of sides, ramming of bottoms, depth upto 1.5 m, including getting out the excavated soil, and then returning the soil as required, in layers not exceeding 20 cm in depth, including consolidating each deposited layer by ramming, watering, etc. and disposing of surplus excavated soil as directed, within a lead of 50 m : | item no.12
2.08 | All kinds of soil | item no.13 | [52 empty] | 2.08 | All kinds of soil | item no.13 |  |  | Construction of chamber for 100mm sluice plates | item2 | 213 | Nos
2.09 | Pipes, cables etc, not exceeding 80 mm dia. | item no.14 | 0.28 | metre | 195.52 |  |  | Excess(+) | 1 | Full Conversion | INR | [40 empty] | #VALUE! | #VALUE! | #VALUE! | 2.09 | Pipes, cables etc, not exceeding 80 mm dia. | item no.14 | 0.28 | metre
2.1 | Pipes, cables etc. exceeding 80 mm dia. but not exceeding 300 mm dia | item no.15 | 5.81 | metre | 319.33 |  |  | Excess(+) | 1 | Full Conversion | INR | [40 empty] | #VALUE! | #VALUE! | #VALUE! | 2.1 | Pipes, cables etc. exceeding 80 mm dia. but not exceeding 300 mm dia | item no.15 | 5.81 | metre
2.11 | Pipes, cables etc. exceeding 300 mm dia but not exceeding 600 mm | item no.16 | 1.47 | metre | 498.55 |  |  | Excess(+) | 1 | Full Conversion | INR | [40 empty] | #VALUE! | #VALUE! | #VALUE! | 2.11 | Pipes, cables etc. exceeding 300 mm dia but not exceeding 600 mm | item no.16 | 1.47 | metre
2.12 | Filling available excavated earth (excluding rock) in trenches, plinth, sides of foundations etc. in layers not exceeding 20cm in depth, consolidating each deposited layer by ramming and watering, lead up to 50 m and lift upto 1.5 m. | item no.17 | 1.47 | cum | 192.59 |  |  | Excess(+) | 1 | Full Conversion | INR | [40 empty] | #VALUE! | #VALUE! | #VALUE! | 2.12 | Filling available excavated earth (excluding rock) in trenches, plinth, sides of foundations etc. in layers not exceeding 20cm in depth, consolidating each deposited layer by ramming and watering, lead up to 50 m and lift upto 1.5 m. | item no.17 | 1.47 | cum
2.13 | Supplying and filling in plinth with sand under floors, including watering, ramming, consolidating and dressing complete. | item no.18 | 0.28 | cum | 1712.45 |  |  | Excess(+) | 1 | Full Conversion | INR | [40 empty] | #VALUE! | #VALUE! | #VALUE! | 2.13 | Supplying and filling in plinth with sand under floors, including watering, ramming, consolidating and dressing complete. | item no.18 | 0.28 | cum
2.14 | Surface dressing of the ground including removing vegetation and in-equalities not exceeding 15 cm deep and disposal of rubbish, lead up to 50 m and lift up to 1.5 m. | item no.19 | [52 empty] | 2.14 | Surface dressing of the ground including removing vegetation and in-equalities not exceeding 15 cm deep and disposal of rubbish, lead up to 50 m and lift up to 1.5 m. | item no.19
2.15 | All kinds of soil | item no.20 | 11.69 | sqm | 21.35 |  |  | Excess(+) | 1 | Full Conversion | INR | [40 empty] | #VALUE! | #VALUE! | #VALUE! | 2.15 | All kinds of soil | item no.20 | 11.69 | sqm
2.16 | Excavating holes more than 0.10 cum & upto 0.5 cum including getting out the excavated soil, then returning the soil as required in layers not exceeding 20cm in depth, including consolidating each deposited layer by ramming, watering etc, disposing of surplus excavated soil, as directed within a lead of 50 m and lift upto 1.5 m. | item no.21 | [52 empty] | 2.16 | Excavating holes more than 0.10 cum & upto 0.5 cum including getting out the excavated soil, then returning the soil as required in layers not exceeding 20cm in depth, including consolidating each deposited layer by ramming, watering etc, disposing of surplus excavated soil, as directed within a lead of 50 m and lift upto 1.5 m. | item no.21
2.17 | All kinds of soil | item no.22 | 12 | each | 69.53 |  |  | Excess(+) | 1 | Full Conversion | INR | [40 empty] | #VALUE! | #VALUE! | #VALUE! | 2.17 | All kinds of soil | item no.22 | 12 | each
3 | CONCRETE WORK | item no.23 | [52 empty] | 3 | CONCRETE WORK | item no.23
3.01 | Providing and laying in position cement concrete of specified grade excluding the cost of centering and shuttering - All work up to plinth level : | item no.24 | [52 empty] | 3.01 | Providing and laying in position cement concrete of specified grade excluding the cost of centering and shuttering - All work up to plinth level : | item no.24
3.02 | 1:2:4 (1 cement : 2 coarse sand (zone-III) derived from natural sources: 4 graded stone aggregate 20 mm nominal size derived from natural sources). | item no.25 | 0.28 | cum | 5952.3 |  |  | Excess(+) | 1 | Full Conversion | INR | [40 empty] | #VALUE! | #VALUE! | #VALUE! | 3.02 | 1:2:4 (1 cement : 2 coarse sand (zone-III) derived from natural sources: 4 graded stone aggregate 20 mm nominal size derived from natural sources). | item no.25 | 0.28 | cum
3.03 | 1:4:8 (1 Cement : 4 coarse sand (zone-III) derived from natural sources : 8 graded stone aggregate 40 mm nominal size derived from natural sources). | item no.26 | 0.14 | cum | 5076.37 |  |  | Excess(+) | 1 | Full Conversion | INR | [40 empty] | #VALUE! | #VALUE! | #VALUE! | 3.03 | 1:4:8 (1 Cement : 4 coarse sand (zone-III) derived from natural sources : 8 graded stone aggregate 40 mm nominal size derived from natural sources). | item no.26 | 0.14 | cum
3.04 | Centering and shuttering including strutting, propping etc. and removal of form work for : | item no.27 | [52 empty] | 3.04 | Centering and shuttering including strutting, propping etc. and removal of form work for : | item no.27
3.05 | Foundations, footings, bases for columns | item no.28 | 0.56 | sqm | 249.75 |  |  | Excess(+) | 1 | Full Conversion | INR | [40 empty] | #VALUE! | #VALUE! | #VALUE! | 3.05 | Foundations, footings, bases for columns | item no.28 | 0.56 | sqm
3.06 | Providing and laying damp-proof course 40mm thick with cement concrete 1:2:4 (1 cement : 2 coarse sand derived from natural sources): 4 graded stone aggregate 12.5mm nominal size derived from natural sources) | item no.29 | 1.47 | sqm | 305.04 |  |  | Excess(+) | 1 | Full Conversion | INR | [40 empty] | #VALUE! | #VALUE! | #VALUE! | 3.06 | Providing and laying damp-proof course 40mm thick with cement concrete 1:2:4 (1 cement : 2 coarse sand derived from natural sources): 4 graded stone aggregate 12.5mm nominal size derived from natural sources) | item no.29 | 1.47 | sqm
3.07 | Extra for providing and mixing water proofing material in cement concrete work in doses by weight of cement as per manufacturer's specification. | item no.30 | 1.47 | per 50kg cement | 49.58 |  |  | Excess(+) | 1 | Full Conversion | INR | [40 empty] | #VALUE! | #VALUE! | #VALUE! | 3.07 | Extra for providing and mixing water proofing material in cement concrete work in doses by weight of cement as per manufacturer's specification. | item no.30 | 1.47 | per 50kg cement
3.08 | Providing & applying a coat of residual petroleum bitumen of grade of VG-10 of approved quality using 1.7kg per square metre on damp proof course after cleaning the surface with brushes and finally with apiece of cloth lightly soaked in kerosene oil. | item no.31 | 1.47 | sqm | 96.44 |  |  | Excess(+) | 1 | Full Conversion | INR | [40 empty] | #VALUE! | #VALUE! | #VALUE! | 3.08 | Providing & applying a coat of residual petroleum bitumen of grade of VG-10 of approved quality using 1.7kg per square metre on damp proof course after cleaning the surface with brushes and finally with apiece of cloth lightly soaked in kerosene oil. | item no.31 | 1.47 | sqm
3.09 | Making plinth protection 50mm thick of cement concrete 1:3:6 (1 cement : 3 coarse sand derived from natural sources : 6 graded stone aggregate 20 mm nominal size derived from natural sources) over 75mm thick bed of dry brick ballast 40 mm nominal size, well rammed and consolidated and grouted with fine sand, including necessary excavation, levelling & dressing & finishing the top smooth. | item no.32 | 28 | sqm | 538.4 |  |  | Excess(+) | 1 | Full Conversion | INR | [40 empty] | #VALUE! | #VALUE! | #VALUE! | 3.09 | Making plinth protection 50mm thick of cement concrete 1:3:6 (1 cement : 3 coarse sand derived from natural sources : 6 graded stone aggregate 20 mm nominal size derived from natural sources) over 75mm thick bed of dry brick ballast 40 mm nominal size, well rammed and consolidated and grouted with fine sand, including necessary excavation, levelling & dressing & finishing the top smooth. | item no.32 | 28 | sqm
4 | REINFORCED CEMENT CONCRETE | item no.33 | [52 empty] | 4 | REINFORCED CEMENT CONCRETE | item no.33
4.01 | Providing and laying in position specified grade of reinforced cement concrete, excluding the cost of centering, shuttering, ifnishing and reinforcement- All work up to plinth level : | item no.34 | [52 empty] | 4.01 | Providing and laying in position specified grade of reinforced cement concrete, excluding the cost of centering, shuttering, ifnishing and reinforcement- All work up to plinth level : | item no.34
4.02 | 1:1.5:3 (1 cement: 1.5 coarse sand (zone-III) derived from natural sources: 3 graded stone aggregate 20 mm nominal size derived from natural sources). | item no.35 | 0.07 | cum | 6767.42 |  |  | Excess(+) | 1 | Full Conversion | INR | [40 empty] | #VALUE! | #VALUE! | #VALUE! | 4.02 | 1:1.5:3 (1 cement: 1.5 coarse sand (zone-III) derived from natural sources: 3 graded stone aggregate 20 mm nominal size derived from natural sources). | item no.35 | 0.07 | cum
4.03 | 1:2:4 (1 cement : 2 coarse sand (zone-III) derived from natural sources: 4 graded stone aggregate 20 mm nominal size derived from natural sources). | item no.36 | 0.07 | cum | 6397.5 |  |  | Excess(+) | 1 | Full Conversion | INR | [40 empty] | #VALUE! | #VALUE! | #VALUE! | 4.03 | 1:2:4 (1 cement : 2 coarse sand (zone-III) derived from natural sources: 4 graded stone aggregate 20 mm nominal size derived from natural sources). | item no.36 | 0.07 | cum
4.04 | Reinforced cement concrete work in walls (any thickness), including attached pilasters, buttresses, plinth and string courses, fillets, columns, pillars, piers, abutments, posts and struts etc. above plinth level up to floor five level, excluding cost of centering, shuttering, finishing and reinforcement | item no.37 | [52 empty] | 4.04 | Reinforced cement concrete work in walls (any thickness), including attached pilasters, buttresses, plinth and string courses, fillets, columns, pillars, piers, abutments, posts and struts etc. above plinth level up to floor five level, excluding cost of centering, shuttering, finishing and reinforcement | item no.37
4.05 | 1:1.5:3 (1 cement : 1.5 coarse sand (zone-III) derived from natural sources : 3 graded stone aggregate 20 mm nominal size derived from natural sources). | item no.38 | 0.07 | cum | 8159.57 |  |  | Excess(+) | 1 | Full Conversion | INR | [40 empty] | #VALUE! | #VALUE! | #VALUE! | 4.05 | 1:1.5:3 (1 cement : 1.5 coarse sand (zone-III) derived from natural sources : 3 graded stone aggregate 20 mm nominal size derived from natural sources). | item no.38 | 0.07 | cum
4.06 | Reinforced cement concrete work in beams, suspended floors, roofs having slope up to 15° landings, balconies, shelves, chajjas, lintels, bands, plain window sills, staircases and spiral stair cases above plinth level up to floor five level, excluding the cost of centering, shuttering, finishing and reinforcement, with 1:1.5:3 (1 cement: 1.5 coarse sand (zone-III)derived from natural sources: 3 graded stone aggregate 20 mm nominal size derived from natural sources). | item no.39 | 0.56 | cum | 8560.98 |  |  | Excess(+) | 1 | Full Conversion | INR | [40 empty] | #VALUE! | #VALUE! | #VALUE! | 4.06 | Reinforced cement concrete work in beams, suspended floors, roofs having slope up to 15° landings, balconies, shelves, chajjas, lintels, bands, plain window sills, staircases and spiral stair cases above plinth level up to floor five level, excluding the cost of centering, shuttering, finishing and reinforcement, with 1:1.5:3 (1 cement: 1.5 coarse sand (zone-III)derived from natural sources: 3 graded stone aggregate 20 mm nominal size derived from natural sources). | item no.39 | 0.56 | cum
4.07 | Centering and shuttering including strutting, propping etc. and removal of form for | item no.40 | [52 empty] | 4.07 | Centering and shuttering including strutting, propping etc. and removal of form for | item no.40
4.08 | Suspended floors, roofs, landings, balconies and access platform | item no.41 | 1.47 | sqm | 607.67 |  |  | Excess(+) | 1 | Full Conversion | INR | [40 empty] | #VALUE! | #VALUE! | #VALUE! | 4.08 | Suspended floors, roofs, landings, balconies and access platform | item no.41 | 1.47 | sqm
4.09 | Shelves (Cast in situ) | item no.42 | 5.81 | sqm | 607.67 |  |  | Excess(+) | 1 | Full Conversion | INR | [40 empty] | #VALUE! | #VALUE! | #VALUE! | 4.09 | Shelves (Cast in situ) | item no.42 | 5.81 | sqm
4.1 | Lintels, beams, plinth beams, girders, bressumers and cantilevers | item no.43 | 1.47 | sqm | 484.04 |  |  | Excess(+) | 1 | Full Conversion | INR | [40 empty] | #VALUE! | #VALUE! | #VALUE! | 4.1 | Lintels, beams, plinth beams, girders, bressumers and cantilevers | item no.43 | 1.47 | sqm
4.11 | Columns, Pillars, Piers, Abutments, Posts and Struts | item no.44 | 0.28 | sqm | 643.31 |  |  | Excess(+) | 1 | Full Conversion | INR | [40 empty] | #VALUE! | #VALUE! | #VALUE! | 4.11 | Columns, Pillars, Piers, Abutments, Posts and Struts | item no.44 | 0.28 | sqm
4.12 | Stairs, (excluding landings) except spiral-staircases | item no.45 | 0.28 | sqm | 545.68 |  |  | Excess(+) | 1 | Full Conversion | INR | [40 empty] | #VALUE! | #VALUE! | #VALUE! | 4.12 | Stairs, (excluding landings) except spiral-staircases | item no.45 | 0.28 | sqm
4.13 | Edges of slabs and breaks in floors and walls | item no.46 | [52 empty] | 4.13 | Edges of slabs and breaks in floors and walls | item no.46
4.14 | Under 20 cm wide | item no.47 | 8.75 | metre | 151.9 |  |  | Excess(+) | 1 | Full Conversion | INR | [40 empty] | #VALUE! | #VALUE! | #VALUE! | 4.14 | Under 20 cm wide | item no.47 | 8.75 | metre
4.15 | Providing, hcisting and fixing above plinth level up to floor five level precast reinforced cement concrete work in string courses, bands, copings, bed plates, anchor blocks, plain window sills and the like, including the cost of required centering, shuttering but, excluding cost of reinforcement, with 1:1.5:3 (1 cement 1.5 coarse sand (zone-III) derived from natural sources : 3 graded stone aggregate 20 mm nominal size derived from natural sources). | item no.48 | 0.07 | cum | 7791.62 |  |  | Excess(+) | 1 | Full Conversion | INR | [40 empty] | #VALUE! | #VALUE! | #VALUE! | 4.15 | Providing, hcisting and fixing above plinth level up to floor five level precast reinforced cement concrete work in string courses, bands, copings, bed plates, anchor blocks, plain window sills and the like, including the cost of required centering, shuttering but, excluding cost of reinforcement, with 1:1.5:3 (1 cement 1.5 coarse sand (zone-III) derived from natural sources : 3 graded stone aggregate 20 mm nominal size derived from natural sources). | item no.48 | 0.07 | cum
4.16 | Providing, hoisting and fixing up to floor five level precast reinforced cement concrete in small lintels not exceeding 1.5m clear span up to floor five level, including the cost of required centering, shuttering but , excluding the cost of reinforcement, with 1:1.5:3 (1 cement : 1.5 coarse sand (zone-III)derived from natural sources : 3 graded stone aggregate 20 mm nominal size derived from natural sources). | item no.49 | 0.14 | cum | 10928.75 |  |  | Excess(+) | 1 | Full Conversion | INR | [40 empty] | #VALUE! | #VALUE! | #VALUE! | 4.16 | Providing, hoisting and fixing up to floor five level precast reinforced cement concrete in small lintels not exceeding 1.5m clear span up to floor five level, including the cost of required centering, shuttering but , excluding the cost of reinforcement, with 1:1.5:3 (1 cement : 1.5 coarse sand (zone-III)derived from natural sources : 3 graded stone aggregate 20 mm nominal size derived from natural sources). | item no.49 | 0.14 | cum
4.17 | Steel reinforcement for R.C.C. work including straightening, cutting, bending, placing in position and binding all complete upto plinth level. | item no.50 | [52 empty] | 4.17 | Steel reinforcement for R.C.C. work including straightening, cutting, bending, placing in position and binding all complete upto plinth level. | item no.50
4.18 | Thermo-Mechanically Treated bars of grade Fe-500D or more. | item no.51 | 14.56 | kg | 73.21 |  |  | Excess(+) | 1 | Full Conversion | INR | [40 empty] | #VALUE! | #VALUE! | #VALUE! | 4.18 | Thermo-Mechanically Treated bars of grade Fe-500D or more. | item no.51 | 14.56 | kg
4.19 | Steel reinforcement for R.C.C. work including straightening, cutting, bending, placing in position and binding all complete above plinth level. | item no.52 | [52 empty] | 4.19 | Steel reinforcement for R.C.C. work including straightening, cutting, bending, placing in position and binding all complete above plinth level. | item no.52
4.2 | Thermo-Mechanically Treated bars of grade Fe-500D or more. | item no.53 | 116.69 | kg | 73.21 |  |  | Excess(+) | 1 | Full Conversion | INR | [40 empty] | #VALUE! | #VALUE! | #VALUE! | 4.2 | Thermo-Mechanically Treated bars of grade Fe-500D or more. | item no.53 | 116.69 | kg
4.21 | Providing and fixing sheet covering over expansion joints with iron screws as per design. | item no.54 | [52 empty] | 4.21 | Providing and fixing sheet covering over expansion joints with iron screws as per design. | item no.54
4.22 | Aluminium fluted strips 3.15 mm thick. | item no.55 | [52 empty] | 4.22 | Aluminium fluted strips 3.15 mm thick. | item no.55
4.23 | 150 mm wide | item no.56 | 0.28 | metre | 432.61 |  |  | Excess(+) | 1 | Full Conversion | INR | [40 empty] | #VALUE! | #VALUE! | #VALUE! | 4.23 | 150 mm wide | item no.56 | 0.28 | metre
4.24 | Add for plaster drip course/ groove in plastered surface or moulding to R.C.C. projections. | item no.57 | 14.56 | metre | 51.64 |  |  | Excess(+) | 1 | Full Conversion | INR | [40 empty] | #VALUE! | #VALUE! | #VALUE! | 4.24 | Add for plaster drip course/ groove in plastered surface or moulding to R.C.C. projections. | item no.57 | 14.56 | metre
5 | MASONRY WORK | item no.58 | [52 empty] | 5 | MASONRY WORK | item no.58
5.01 | Brick work with common burnt clay F.P.S. (non modular) bricks of class designation 7.5 in foundation and plinth in: | item no.59 | [52 empty] | 5.01 | Brick work with common burnt clay F.P.S. (non modular) bricks of class designation 7.5 in foundation and plinth in: | item no.59
5.02 | Cement mortar 1:6 (1 cement : 6 coarse sand) | item no.60 | 0.91 | cum | 5398.9 |  |  | Excess(+) | 1 | Full Conversion | INR | [40 empty] | #VALUE! | #VALUE! | #VALUE! | 5.02 | Cement mortar 1:6 (1 cement : 6 coarse sand) | item no.60 | 0.91 | cum
5.03 | Brick work with common burnt clay F.P.S. (non modular) bricks of class designation 7.5 in superstructure above plinth level up to floor V level in all shapes and sizes in : | item no.61 | [52 empty] | 5.03 | Brick work with common burnt clay F.P.S. (non modular) bricks of class designation 7.5 in superstructure above plinth level up to floor V level in all shapes and sizes in : | item no.61
5.04 | Cement mortar 1:6 (1 cement : 6 coarse sand) | item no.62 | 0.91 | cum | 6655.37 |  |  | Excess(+) | 1 | Full Conversion | INR | [40 empty] | #VALUE! | #VALUE! | #VALUE! | 5.04 | Cement mortar 1:6 (1 cement : 6 coarse sand) | item no.62 | 0.91 | cum
5.05 | Brick work 7 cm thick with common burnt clay F.P.S. (non modular) brick of class designation 7.5 in cement mortar 1:3 (1 cement : 3 coarse sand) in superstructure above plinth level and upto floor five level. | item no.63 | 1.19 | sqm | 657.38 |  |  | Excess(+) | 1 | Full Conversion | INR | [40 empty] | #VALUE! | #VALUE! | #VALUE! | 5.05 | Brick work 7 cm thick with common burnt clay F.P.S. (non modular) brick of class designation 7.5 in cement mortar 1:3 (1 cement : 3 coarse sand) in superstructure above plinth level and upto floor five level. | item no.63 | 1.19 | sqm
5.06 | Half brick masonry with common burnt clay F.P.S. (non modular) bricks of class designation 7.5 in foundations and plinth in : | item no.64 | [52 empty] | 5.06 | Half brick masonry with common burnt clay F.P.S. (non modular) bricks of class designation 7.5 in foundations and plinth in : | item no.64
5.07 | cement mortar 1:4 (1 cement : 4 coarse sand) | item no.65 | 1.47 | sqm | 678.43 |  |  | Excess(+) | 1 | Full Conversion | INR | [40 empty] | #VALUE! | #VALUE! | #VALUE! | 5.07 | cement mortar 1:4 (1 cement : 4 coarse sand) | item no.65 | 1.47 | sqm
5.08 | Half brick masonry with common burnt clay F.P.S. (non modular) bricks of class designation 7.5 in superstructure above plinth level up to floor V level. | item no.66 | [52 empty] | 5.08 | Half brick masonry with common burnt clay F.P.S. (non modular) bricks of class designation 7.5 in superstructure above plinth level up to floor V level. | item no.66
5.09 | Cement mortar 1:4 (1 cement :4 coarse sand) | item no.67 | 1.47 | sqm | 817.27 |  |  | Excess(+) | 1 | Full Conversion | INR | [40 empty] | #VALUE! | #VALUE! | #VALUE! | 5.09 | Cement mortar 1:4 (1 cement :4 coarse sand) | item no.67 | 1.47 | sqm
5.1 | Brick work with common burnt clay selected F.P.S. (non modular) bricks of class designation 7.5 in exposed brick work including making horizontal and vertical grooves 10 mm wide 12 mm deep complete in cement mortar 1:6 (1 cement : 6 coarse sand) | item no.68 | [52 empty] | 5.1 | Brick work with common burnt clay selected F.P.S. (non modular) bricks of class designation 7.5 in exposed brick work including making horizontal and vertical grooves 10 mm wide 12 mm deep complete in cement mortar 1:6 (1 cement : 6 coarse sand) | item no.68
5.11 | From ground level upto plinth level | item no.69 | 0.14 | cum | 5545.19 |  |  | Excess(+) | 1 | Full Conversion | INR | [40 empty] | #VALUE! | #VALUE! | #VALUE! | 5.11 | From ground level upto plinth level | item no.69 | 0.14 | cum
5.12 | Above plinth level upto floor V level | item no.70 | 0.03 | cum | 6867.16 |  |  | Excess(+) | 1 | Full Conversion | INR | [40 empty] | #VALUE! | #VALUE! | #VALUE! | 5.12 | Above plinth level upto floor V level | item no.70 | 0.03 | cum
5.13 | Brick work with common burnt clay modular bricks of class designation 7.5 in exposed brick work including making horizontal and vertical grooves 10mm wide 12 mm deep complete in cement mortar 1:6 (1 cement : 6 coarse sand). | item no.71 | [52 empty] | 5.13 | Brick work with common burnt clay modular bricks of class designation 7.5 in exposed brick work including making horizontal and vertical grooves 10mm wide 12 mm deep complete in cement mortar 1:6 (1 cement : 6 coarse sand). | item no.71
5.14 | Above plinth level upto floor V level | item no.72 | 0.28 | cum | 5937.87 |  |  | Excess(+) | 1 | Full Conversion | INR | [40 empty] | #VALUE! | #VALUE! | #VALUE! | 5.14 | Above plinth level upto floor V level | item no.72 | 0.28 | cum
5.15 | Brick edging 7cm wide 11.4 cm deep to plinth protection with common burnt clay F.P.S. (non modular) bricks of class designation 7.5 including grouting with cement mortar 1:4 (1 cement : 4 fine sand). | item no.73 | 29.19 | metre | 45.59 |  |  | Excess(+) | 1 | Full Conversion | INR | [40 empty] | #VALUE! | #VALUE! | #VALUE! | 5.15 | Brick edging 7cm wide 11.4 cm deep to plinth protection with common burnt clay F.P.S. (non modular) bricks of class designation 7.5 including grouting with cement mortar 1:4 (1 cement : 4 fine sand). | item no.73 | 29.19 | metre
6 | CLADDING WORK | item no.74 | [52 empty] | 6 | CLADDING WORK | item no.74
6.01 | Providing and fixing 18 mm thick gang saw cut, mirror polished, premoulded and prepolished, machine cut for kitchen platforms, vanity counters, window sills, facias and similar locations of required size, approved shade, colour and texture laid over 20 mm thick base cement mortar 1:4 (1 cement : 4 coarse sand), joints treated with white cement, mixed with matching pigment, epoxy touch ups, including rubbing, curing, moulding and polishing to edges to give high gloss finish etc. complete at all levels. | item no.75 | [52 empty] | 6.01 | Providing and fixing 18 mm thick gang saw cut, mirror polished, premoulded and prepolished, machine cut for kitchen platforms, vanity counters, window sills, facias and similar locations of required size, approved shade, colour and texture laid over 20 mm thick base cement mortar 1:4 (1 cement : 4 coarse sand), joints treated with white cement, mixed with matching pigment, epoxy touch ups, including rubbing, curing, moulding and polishing to edges to give high gloss finish etc. complete at all levels. | item no.75
6.02 | Raj Nagar Plain white marble/ Udaipur green marble/ Zebra black marble | item no.76 | [52 empty] | 6.02 | Raj Nagar Plain white marble/ Udaipur green marble/ Zebra black marble | item no.76
6.03 | Area of slab over 0.50 sqm | item no.77 | 0.28 | sqm | 2238.18 |  |  | Excess(+) | 1 | Full Conversion | INR | [40 empty] | #VALUE! | #VALUE! | #VALUE! | 6.03 | Area of slab over 0.50 sqm | item no.77 | 0.28 | sqm
6.04 | Granite of any colour and shade | item no.78 | [52 empty] | 6.04 | Granite of any colour and shade | item no.78
6.05 | Area of slab upto 0.50 sqm | item no.79 | 0.56 | sqm | 3697.8 |  |  | Excess(+) | 1 | Full Conversion | INR | [40 empty] | #VALUE! | #VALUE! | #VALUE! | 6.05 | Area of slab upto 0.50 sqm | item no.79 | 0.56 | sqm
6.06 | Area of slab over 0.50 sqm | item no.80 | 0.28 | sqm | 3513.94 |  |  | Excess(+) | 1 | Full Conversion | INR | [40 empty] | #VALUE! | #VALUE! | #VALUE! | 6.06 | Area of slab over 0.50 sqm | item no.80 | 0.28 | sqm
6.07 | Providing edge moulding to 18 mm thick marble stone counters, Vanities etc., including machine polishing to edge to give high gloss finish etc. complete as per design approved by Engineer-in-Charge. | item no.81 | [52 empty] | 6.07 | Providing edge moulding to 18 mm thick marble stone counters, Vanities etc., including machine polishing to edge to give high gloss finish etc. complete as per design approved by Engineer-in-Charge. | item no.81
6.08 | Marble work | item no.82 | 0.28 | metre | 193.2 |  |  | Excess(+) | 1 | Full Conversion | INR | [40 empty] | #VALUE! | #VALUE! | #VALUE! | 6.08 | Marble work | item no.82 | 0.28 | metre
6.09 | Granite work | item no.83 | 1.47 | metre | 329.89 |  |  | Excess(+) | 1 | Full Conversion | INR | [40 empty] | #VALUE! | #VALUE! | #VALUE! | 6.09 | Granite work | item no.83 | 1.47 | metre
6.1 | Extra for providing opening of required size & shape for wash basin/ kitchen sink in kitchen platform, vanity counter and similar location in marble/ Granite/ stone work, including necessary holes for pillar taps etc. including moulding, rubbing and polishing of cut edges etc. complete. | item no.84 | 1 | each | 644.05 |  |  | Excess(+) | 1 | Full Conversion | INR | [40 empty] | #VALUE! | #VALUE! | #VALUE! | 6.1 | Extra for providing opening of required size & shape for wash basin/ kitchen sink in kitchen platform, vanity counter and similar location in marble/ Granite/ stone work, including necessary holes for pillar taps etc. including moulding, rubbing and polishing of cut edges etc. complete. | item no.84 | 1 | each
6.11 | Mirror polishing on marble work/Granite work/stone work where ever required to give high gloss finish complete. | item no.85 | 2.31 | sqm | 322.66 |  |  | Excess(+) | 1 | Full Conversion | INR | [40 empty] | #VALUE! | #VALUE! | #VALUE! | 6.11 | Mirror polishing on marble work/Granite work/stone work where ever required to give high gloss finish complete. | item no.85 | 2.31 | sqm
6.12 | Providing and fixing skirting with Pre-laminated (one side decorative and other side balancing lamination) flat pressed 3 layer or graded particle board (medium density) Grade I, Type II, IS :12823 marked, with necessary fixing arrangements and screws, including drilling necessary holes for rawl plugs etc. and priming coat on unexposed surface complete : | item no.86 | [52 empty] | 6.12 | Providing and fixing skirting with Pre-laminated (one side decorative and other side balancing lamination) flat pressed 3 layer or graded particle board (medium density) Grade I, Type II, IS :12823 marked, with necessary fixing arrangements and screws, including drilling necessary holes for rawl plugs etc. and priming coat on unexposed surface complete : | item no.86
6.13 | 18 mm thick | item no.87 | 0.56 | sqm | 1658.48 |  |  | Excess(+) | 1 | Full Conversion | INR | [40 empty] | #VALUE! | #VALUE! | #VALUE! | 6.13 | 18 mm thick | item no.87 | 0.56 | sqm
6.14 | Providing and fixing Ist quality ceramic glazed wall tiles conforming to IS: 15622 (thickness to be specified by the manufacturer), of approved make, in all colours, shades except burgundy, bottle green, black of any size as approved by Engineer-in-Charge, in skirting, risers of steps and dados, over 12 mm thick bed of cement mortar 1:3 (1 cement : 3 coarse sand) and jointing with grey cement slurry @ 3.3kg per sqm, including pointing in white cement mixed with pigment of matching shade complete. | item no.88 | 25 | sqm | 903.37 |  |  | Excess(+) | 1 | Full Conversion | INR | [40 empty] | #VALUE! | #VALUE! | #VALUE! | 6.14 | Providing and fixing Ist quality ceramic glazed wall tiles conforming to IS: 15622 (thickness to be specified by the manufacturer), of approved make, in all colours, shades except burgundy, bottle green, black of any size as approved by Engineer-in-Charge, in skirting, risers of steps and dados, over 12 mm thick bed of cement mortar 1:3 (1 cement : 3 coarse sand) and jointing with grey cement slurry @ 3.3kg per sqm, including pointing in white cement mixed with pigment of matching shade complete. | item no.88 | 25 | sqm
7 | WOOD AND PVC WORK | item no.89 | [52 empty] | 7 | WOOD AND PVC WORK | item no.89
7.001 | Providing wood work in frames of doors, windows, clerestory windows and other frames, wrought framed and fixed in position with hold fast lugs or with dash fasteners of required dia & length (hold fast lugs or dash fastener shall be paid for separately). | item no.90 | [52 empty] | 7.001 | Providing wood work in frames of doors, windows, clerestory windows and other frames, wrought framed and fixed in position with hold fast lugs or with dash fasteners of required dia & length (hold fast lugs or dash fastener shall be paid for separately). | item no.90
7.002 | Second class teak wood | item no.91 | 0.07 | cum | 114145.59 |  |  | Excess(+) | 1 | Full Conversion | INR | [40 empty] | #VALUE! | #VALUE! | #VALUE! | 7.002 | Second class teak wood | item no.91 | 0.07 | cum
7.003 | Sal wood | item no.92 | 0.4 | cum | 92351.77 |  |  | Excess(+) | 1 | Full Conversion | INR | [40 empty] | #VALUE! | #VALUE! | #VALUE! | 7.003 | Sal wood | item no.92 | 0.4 | cum
7.004 | Providing and fixing panelled or panelled and glazed shutters for doors, windows and clerestory windows, including ISI marked M.S. pressed butt hinges bright finished of required size with necessary screws, excluding panelling which will be paid for separately, all complete as per direction of Engineer-in-charge. (Note:- Butt hinges and necessary screws shall be paid separately) | item no.93 | [52 empty] | 7.004 | Providing and fixing panelled or panelled and glazed shutters for doors, windows and clerestory windows, including ISI marked M.S. pressed butt hinges bright finished of required size with necessary screws, excluding panelling which will be paid for separately, all complete as per direction of Engineer-in-charge. (Note:- Butt hinges and necessary screws shall be paid separately) | item no.93
7.005 | Second class teak wood | item no.94 | [52 empty] | 7.005 | Second class teak wood | item no.94
7.006 | 35 mm thick shutters | item no.95 | 2 | sqm | 3168.21 |  |  | Excess(+) | 1 | Full Conversion | INR | [40 empty] | #VALUE! | #VALUE! | #VALUE! | 7.006 | 35 mm thick shutters | item no.95 | 2 | sqm
7.007 | Providing and fixing panelling or panelling and glazing in panelled or panelled and glazed shutters for doors, windows and clerestory windows (Area of opening for panel inserts excluding portion inside grooves or rebates to be measured). Panelling for panelled or panelled and glazed shutters 25 mm to 40 mm thick : | item no.96 | [52 empty] | 7.007 | Providing and fixing panelling or panelling and glazing in panelled or panelled and glazed shutters for doors, windows and clerestory windows (Area of opening for panel inserts excluding portion inside grooves or rebates to be measured). Panelling for panelled or panelled and glazed shutters 25 mm to 40 mm thick : | item no.96
7.008 | Second class teak wood | item no.97 | 2 | sqm | 2579.83 |  |  | Excess(+) | 1 | Full Conversion | INR | [40 empty] | #VALUE! | #VALUE! | #VALUE! | 7.008 | Second class teak wood | item no.97 | 2 | sqm
7.009 | Float glass panes | item no.98 | [52 empty] | 7.009 | Float glass panes | item no.98
7.01 | 4 mm thick glass pane (weight not less than 10kg/sqm). | item no.99 | 0.28 | sqm | 1571.72 | 20610 |  | Excess(+) | 1 | Full Conversion | INR | [40 empty] | #VALUE! | #VALUE! | #VALUE! | 7.01 | 4 mm thick glass pane (weight not less than 10kg/sqm). | item no.99 | 0.28 | sqm
7.011 | Fly proof stainless steel grade 304 wire gauge with 0.5 mm dia. wire and 1.4mm wide aperture with matching wood beading | item no.100 | 0.28 | sqm | 1278.91 |  |  | Excess(+) | 1 | Full Conversion | INR | [40 empty] | #VALUE! | #VALUE! | #VALUE! | 7.011 | Fly proof stainless steel grade 304 wire gauge with 0.5 mm dia. wire and 1.4mm wide aperture with matching wood beading | item no.100 | 0.28 | sqm
7.012 | Providing and fixing glazed shutters for doors, windows and clerestory windows using 4 mm thick float glass panes, including ISI marked M.S. pressed butt hinges bright finished of required size with necessary screws. | item no.101 | [52 empty] | 7.012 | Providing and fixing glazed shutters for doors, windows and clerestory windows using 4 mm thick float glass panes, including ISI marked M.S. pressed butt hinges bright finished of required size with necessary screws. | item no.101
7.013 | Second class teak wood | item no.102 | [52 empty] | 7.013 | Second class teak wood | item no.102
7.014 | 35 mm thick | item no.103 | 20 | sqm | 3817.4 |  |  | Excess(+) | 1 | Full Conversion | INR | [40 empty] | #VALUE! | #VALUE! | #VALUE! | 7.014 | 35 mm thick | item no.103 | 20 | sqm
7.015 | Extra for providing frosted glass panes 4 mm thick instead of ordinary float glass panes 4 mm thick in doors, windows and clerestory window shutters. (Area of opening for glass panes excluding portion inside rebate shall be measured). | item no.104 | 0.28 | sqm | 187.68 |  |  | Excess(+) | 1 | Full Conversion | INR | [40 empty] | #VALUE! | #VALUE! | #VALUE! | 7.015 | Extra for providing frosted glass panes 4 mm thick instead of ordinary float glass panes 4 mm thick in doors, windows and clerestory window shutters. (Area of opening for glass panes excluding portion inside rebate shall be measured). | item no.104 | 0.28 | sqm
7.016 | Providing and fixing ISI marked flush door shutters conforming to IS : 2202 (Part I) decorative type, core of block board construction with frame of 1st class hard wood and well matched teak 3 ply veneering with vertical grains or cross bands and face veneers on both faces of shutters. | item no.105 | [52 empty] | 7.016 | Providing and fixing ISI marked flush door shutters conforming to IS : 2202 (Part I) decorative type, core of block board construction with frame of 1st class hard wood and well matched teak 3 ply veneering with vertical grains or cross bands and face veneers on both faces of shutters. | item no.105
7.017 | 35 mm thick including ISI marked Stainless Steel butt hinges with necessary screws | item no.106 | 0.56 | sqm | 2651.42 |  |  | Excess(+) | 1 | Full Conversion | INR | [40 empty] | #VALUE! | #VALUE! | #VALUE! | 7.017 | 35 mm thick including ISI marked Stainless Steel butt hinges with necessary screws | item no.106 | 0.56 | sqm
7.018 | 25 mm thick (for cupboard) including ISI marked nickel plated bright finished M.S. Piano hinges IS : 3818 marked with necessary screws | item no.107 | 1.26 | sqm | 2161.06 |  |  | Excess(+) | 1 | Full Conversion | INR | [40 empty] | #VALUE! | #VALUE! | #VALUE! | 7.018 | 25 mm thick (for cupboard) including ISI marked nickel plated bright finished M.S. Piano hinges IS : 3818 marked with necessary screws | item no.107 | 1.26 | sqm
7.019 | Providing and fixing ISI marked flush door shutters conforming to IS : 2202 (Part I) non-decorative type, core of block board construction with frame of 1st class hard wood and well matched commercial 3 ply veneering with vertical grains or cross bands and face veneers on both faces of shutters: | item no.108 | [52 empty] | 7.019 | Providing and fixing ISI marked flush door shutters conforming to IS : 2202 (Part I) non-decorative type, core of block board construction with frame of 1st class hard wood and well matched commercial 3 ply veneering with vertical grains or cross bands and face veneers on both faces of shutters: | item no.108
7.02 | 25 mm thick (for cupboard) including ISI marked nickel plated bright finished M.S. piano hinges with necessary screws | item no.109 | 5 | sqm | 1562.77 | 37800 |  | Excess(+) | 1 | Full Conversion | INR | [40 empty] | #VALUE! | #VALUE! | #VALUE! | 7.02 | 25 mm thick (for cupboard) including ISI marked nickel plated bright finished M.S. piano hinges with necessary screws | item no.109 | 5 | sqm
7.021 | Extra for providing lipping with 2nd class teak wood battens 25 mm minimum depth on all edges of flush door shutters (over all area of door shutter to be measured). | item no.110 | 2.94 | sqm | 351.95 | 37800 |  | Excess(+) | 1 | Full Conversion | INR | [40 empty] | #VALUE! | #VALUE! | #VALUE! | 7.021 | Extra for providing lipping with 2nd class teak wood battens 25 mm minimum depth on all edges of flush door shutters (over all area of door shutter to be measured). | item no.110 | 2.94 | sqm
7.022 | Extra for cutting rebate in flush door shutters (Total area of the shutter to be measured). | item no.111 | 1.47 | sqm | 82.11 | 37800 |  | Excess(+) | 1 | Full Conversion | INR | [40 empty] | #VALUE! | #VALUE! | #VALUE! | 7.022 | Extra for cutting rebate in flush door shutters (Total area of the shutter to be measured). | item no.111 | 1.47 | sqm
7.023 | Providing and fixing wire gauge shutters using galvanized M.S. wire gauge of average width of aperture 1.4 mm in both directions with wire of dia 0.63 mm, for doors, windows and clerestory windows with hinges and necessary screws : | item no.112 | [52 empty] | 7.023 | Providing and fixing wire gauge shutters using galvanized M.S. wire gauge of average width of aperture 1.4 mm in both directions with wire of dia 0.63 mm, for doors, windows and clerestory windows with hinges and necessary screws : | item no.112
7.024 | 35 mm thick shutters | item no.113 | [52 empty] | 7.024 | 35 mm thick shutters | item no.113
7.025 | with ISI marked M.S. pressed butt hinges bright finished of required size | item no.114 | [52 empty] | 7.025 | with ISI marked M.S. pressed butt hinges bright finished of required size | item no.114
7.026 | Second class teak wood | item no.115 | 0.28 | sqm | 3701.18 | 37800 |  | Excess(+) | 1 | Full Conversion | INR | [40 empty] | #VALUE! | #VALUE! | #VALUE! | 7.026 | Second class teak wood | item no.115 | 0.28 | sqm
7.027 | Providing and fixing wooden moulded beading to door and window frames with iron screws, plugs and priming coat on unexposed surface etc. complete : | item no.116 | [52 empty] | 7.027 | Providing and fixing wooden moulded beading to door and window frames with iron screws, plugs and priming coat on unexposed surface etc. complete : | item no.116
7.028 | 2nd class teak wood | item no.117 | [52 empty] | 7.028 | 2nd class teak wood | item no.117
7.029 | 50x12 mm | item no.118 | 0.28 | metre | 161.85 | 37800 |  | Excess(+) | 1 | Full Conversion | INR | [40 empty] | #VALUE! | #VALUE! | #VALUE! | 7.029 | 50x12 mm | item no.118 | 0.28 | metre
7.03 | 50 x 20 mm | item no.119 | 0.28 | metre | 203.55 |  |  | Excess(+) | 1 | Full Conversion | INR | [40 empty] | #VALUE! | #VALUE! | #VALUE! | 7.03 | 50 x 20 mm | item no.119 | 0.28 | metre
7.031 | Providing and fixing chromium plated brass curtain rod having wall thickness of 1.25mm with two chromium plated brass brackets fixed with C.P. brass screws and PVC sleeves etc., wherever necessary complete : | item no.120 | [52 empty] | 7.031 | Providing and fixing chromium plated brass curtain rod having wall thickness of 1.25mm with two chromium plated brass brackets fixed with C.P. brass screws and PVC sleeves etc., wherever necessary complete : | item no.120
7.032 | 20 mm dia | item no.121 | 0.28 | metre | 327.18 |  |  | Excess(+) | 1 | Full Conversion | INR | [40 empty] | #VALUE! | #VALUE! | #VALUE! | 7.032 | 20 mm dia | item no.121 | 0.28 | metre
7.033 | Providing and fixing M.S. grills of required pattern in frames of windows etc. with M.S. flats, square or round bars etc. including priming coat with approved steel primer all complete. | item no.122 | [52 empty] | 7.033 | Providing and fixing M.S. grills of required pattern in frames of windows etc. with M.S. flats, square or round bars etc. including priming coat with approved steel primer all complete. | item no.122
7.034 | Fixed to steel windows by welding | item no.123 | 14.56 | kg | 144.93 |  |  | Excess(+) | 1 | Full Conversion | INR | [40 empty] | #VALUE! | #VALUE! | #VALUE! | 7.034 | Fixed to steel windows by welding | item no.123 | 14.56 | kg
7.035 | Fixed to openings /wooden frames with rawl plugs screws etc. | item no.124 | 2.94 | kg | 160.89 |  |  | Excess(+) | 1 | Full Conversion | INR | [40 empty] | #VALUE! | #VALUE! | #VALUE! | 7.035 | Fixed to openings /wooden frames with rawl plugs screws etc. | item no.124 | 2.94 | kg
7.036 | Providing and fixing hard drawn steel wire fabric 75x25 mm mesh of weight not less than 7.75 Kg per sqm to window frames etc. including 62x19 mm beading of second class teak wood and priming coat with approved steel primer all complete. | item no.125 | 1.47 | sqm | 1269.92 |  |  | Excess(+) | 1 | Full Conversion | INR | [40 empty] | #VALUE! | #VALUE! | #VALUE! | 7.036 | Providing and fixing hard drawn steel wire fabric 75x25 mm mesh of weight not less than 7.75 Kg per sqm to window frames etc. including 62x19 mm beading of second class teak wood and priming coat with approved steel primer all complete. | item no.125 | 1.47 | sqm
7.037 | Providing and fixing fly proof galvanized M.S. wire gauge to windows and clerestory windows using wire gauge with average width of aperture 1.4 mm in both directions with wire of dia 0.63 mm all complete. | item no.126 | [52 empty] | 7.037 | Providing and fixing fly proof galvanized M.S. wire gauge to windows and clerestory windows using wire gauge with average width of aperture 1.4 mm in both directions with wire of dia 0.63 mm all complete. | item no.126
7.038 | With 2nd class teak wood beading 62X19 mm | item no.127 | 2.31 | sqm | 993.73 |  |  | Excess(+) | 1 | Full Conversion | INR | [40 empty] | #VALUE! | #VALUE! | #VALUE! | 7.038 | With 2nd class teak wood beading 62X19 mm | item no.127 | 2.31 | sqm
7.039 | With 12 mm mild steel U beading | item no.128 | 1.19 | sqm | 685 |  |  | Excess(+) | 1 | Full Conversion | INR | [40 empty] | #VALUE! | #VALUE! | #VALUE! | 7.039 | With 12 mm mild steel U beading | item no.128 | 1.19 | sqm
7.04 | Providing 40x5 mm flat iron hold fast 40 cm long including fixing to frame with 10 mm diameter bolts, nuts and wooden plugs and embedding in cement concrete block 30x10x15cm 1:3:6 mix (1 cement : 3 coarse sand : 6 graded stone aggregate 20mm nominal size). | item no.129 | 6 | each | 157.12 |  |  | Excess(+) | 1 | Full Conversion | INR | [40 empty] | #VALUE! | #VALUE! | #VALUE! | 7.04 | Providing 40x5 mm flat iron hold fast 40 cm long including fixing to frame with 10 mm diameter bolts, nuts and wooden plugs and embedding in cement concrete block 30x10x15cm 1:3:6 mix (1 cement : 3 coarse sand : 6 graded stone aggregate 20mm nominal size). | item no.129 | 6 | each
7.041 | Providing and fixing ISI marked M.S. pressed butt hinges bright finished with necessary screws etc. complete : | item no.130 | [52 empty] | 7.041 | Providing and fixing ISI marked M.S. pressed butt hinges bright finished with necessary screws etc. complete : | item no.130
7.042 | 125x65x2.12 mm | item no.131 | 1 | each | 40.55 |  |  | Excess(+) | 1 | Full Conversion | INR | [40 empty] | #VALUE! | #VALUE! | #VALUE! | 7.042 | 125x65x2.12 mm | item no.131 | 1 | each
7.043 | 100x58x1.90 mm | item no.132 | 1 | each | 32.7 |  |  | Excess(+) | 1 | Full Conversion | INR | [40 empty] | #VALUE! | #VALUE! | #VALUE! | 7.043 | 100x58x1.90 mm | item no.132 | 1 | each
7.044 | Providing and fixing ISI marked oxidised M.S. sliding door bolts with nuts and screws etc. complete : | item no.133 | [52 empty] | 7.044 | Providing and fixing ISI marked oxidised M.S. sliding door bolts with nuts and screws etc. complete : | item no.133
7.045 | 300x16 mm | item no.134 | 1 | each | 160.71 |  |  | Excess(+) | 1 | Full Conversion | INR | [40 empty] | #VALUE! | #VALUE! | #VALUE! | 7.045 | 300x16 mm | item no.134 | 1 | each
7.046 | 250x16 mm | item no.135 | 15 | each | 149.05 |  |  | Excess(+) | 1 | Full Conversion | INR | [40 empty] | #VALUE! | #VALUE! | #VALUE! | 7.046 | 250x16 mm | item no.135 | 15 | each
7.047 | Providing and fixing ISI marked oxidised M.S. tower bolt black finish, (Barrel type) with necessary screws etc. complete : | item no.136 | [52 empty] | 7.047 | Providing and fixing ISI marked oxidised M.S. tower bolt black finish, (Barrel type) with necessary screws etc. complete : | item no.136
7.048 | 250x10 mm | item no.137 | 3 | each | 65.01 |  |  | Excess(+) | 1 | Full Conversion | INR | [40 empty] | #VALUE! | #VALUE! | #VALUE! | 7.048 | 250x10 mm | item no.137 | 3 | each
7.049 | 200x10 mm | item no.138 | 12 | each | 53.09 |  |  | Excess(+) | 1 | Full Conversion | INR | [40 empty] | #VALUE! | #VALUE! | #VALUE! | 7.049 | 200x10 mm | item no.138 | 12 | each
7.05 | 150x10 mm | item no.139 | 12 | each | 46.07 |  |  | Excess(+) | 1 | Full Conversion | INR | [40 empty] | #VALUE! | #VALUE! | #VALUE! | 7.05 | 150x10 mm | item no.139 | 12 | each
7.051 | 100x10 mm | item no.140 | 72 | each | 33.93 |  |  | Excess(+) | 1 | Full Conversion | INR | [40 empty] | #VALUE! | #VALUE! | #VALUE! | 7.051 | 100x10 mm | item no.140 | 72 | each
7.052 | Providing and fixing ISI marked oxidised M.S. handles conforming to IS:4992 with necessary screws etc. complete : | item no.141 | [52 empty] | 7.052 | Providing and fixing ISI marked oxidised M.S. handles conforming to IS:4992 with necessary screws etc. complete : | item no.141
7.053 | 125 mm | item no.142 | 20 | each | 30.55 |  |  | Excess(+) | 1 | Full Conversion | INR | [40 empty] | #VALUE! | #VALUE! | #VALUE! | 7.053 | 125 mm | item no.142 | 20 | each
7.054 | 100 mm | item no.143 | 72 | each | 24.5 |  |  | Excess(+) | 1 | Full Conversion | INR | [40 empty] | #VALUE! | #VALUE! | #VALUE! | 7.054 | 100 mm | item no.143 | 72 | each
7.055 | 75 mm | item no.144 | 6 | each | 20.95 |  |  | Excess(+) | 1 | Full Conversion | INR | [40 empty] | #VALUE! | #VALUE! | #VALUE! | 7.055 | 75 mm | item no.144 | 6 | each
7.056 | Providing and fixing oxidised M.S. hasp and staple (safety type) conforming to IS : 363 with necessary screws etc. complete : | item no.145 | [52 empty] | 7.056 | Providing and fixing oxidised M.S. hasp and staple (safety type) conforming to IS : 363 with necessary screws etc. complete : | item no.145
7.057 | 150 mm | item no.146 | 1 | each | 25.2 |  |  | Excess(+) | 1 | Full Conversion | INR | [40 empty] | #VALUE! | #VALUE! | #VALUE! | 7.057 | 150 mm | item no.146 | 1 | each
7.058 | 115 mm | item no.147 | 1 | each | 22.44 |  |  | Excess(+) | 1 | Full Conversion | INR | [40 empty] | #VALUE! | #VALUE! | #VALUE! | 7.058 | 115 mm | item no.147 | 1 | each
7.059 | Providing and fixing oxidised M.S. casement stays (straight peg type) with necessary screws etc. complete. | item no.148 | [52 empty] | 7.059 | Providing and fixing oxidised M.S. casement stays (straight peg type) with necessary screws etc. complete. | item no.148
7.06 | 300 mm weighing not less than 200 gms | item no.149 | 1 | each | 51.55 |  |  | Excess(+) | 1 | Full Conversion | INR | [40 empty] | #VALUE! | #VALUE! | #VALUE! | 7.06 | 300 mm weighing not less than 200 gms | item no.149 | 1 | each
7.061 | 250 mm weighing not less than 150 gms | item no.150 | 3 | each | 45.06 |  |  | Excess(+) | 1 | Full Conversion | INR | [40 empty] | #VALUE! | #VALUE! | #VALUE! | 7.061 | 250 mm weighing not less than 150 gms | item no.150 | 3 | each
7.062 | Providing and fixing bright finished brass tower bolts (barrel type) with necessary screws etc. complete : | item no.151 | [52 empty] | 7.062 | Providing and fixing bright finished brass tower bolts (barrel type) with necessary screws etc. complete : | item no.151
7.063 | 250x10 mm | item no.152 | 1 | each | 327.61 |  |  | Excess(+) | 1 | Full Conversion | INR | [40 empty] | #VALUE! | #VALUE! | #VALUE! | 7.063 | 250x10 mm | item no.152 | 1 | each
7.064 | Providing and fixing bright finished brass 100 mm mortice latch and lock with 6 levers and a pair of lever handles of approved quality with necessary screws etc. complete. | item no.153 | 1 | each | 624.94 |  |  | Excess(+) | 1 | Full Conversion | INR | [40 empty] | #VALUE! | #VALUE! | #VALUE! | 7.064 | Providing and fixing bright finished brass 100 mm mortice latch and lock with 6 levers and a pair of lever handles of approved quality with necessary screws etc. complete. | item no.153 | 1 | each
7.065 | Providing and fixing bright finished brass 100 mm mortice latch with one dead bolt and a pair of lever handles of approved quality with necessary screws etc. complete. | item no.154 | 1 | each | 519.37 |  |  | Excess(+) | 1 | Full Conversion | INR | [40 empty] | #VALUE! | #VALUE! | #VALUE! | 7.065 | Providing and fixing bright finished brass 100 mm mortice latch with one dead bolt and a pair of lever handles of approved quality with necessary screws etc. complete. | item no.154 | 1 | each
7.066 | Providing and fixing special quality bright finished brass cupboard or ward robe locks with four levers of approved quality including necessary screws etc. complete. | item no.155 | [52 empty] | 7.066 | Providing and fixing special quality bright finished brass cupboard or ward robe locks with four levers of approved quality including necessary screws etc. complete. | item no.155
7.067 | 40 mm | item no.156 | 1 | each | 220.25 |  |  | Excess(+) | 1 | Full Conversion | INR | [40 empty] | #VALUE! | #VALUE! | #VALUE! | 7.067 | 40 mm | item no.156 | 1 | each
7.068 | Providing and fixing bright finished brass handles with screws etc. complete: | item no.157 | [52 empty] | 7.068 | Providing and fixing bright finished brass handles with screws etc. complete: | item no.157
7.069 | 125 mm | item no.158 | 1 | each | 179.43 |  |  | Excess(+) | 1 | Full Conversion | INR | [40 empty] | #VALUE! | #VALUE! | #VALUE! | 7.069 | 125 mm | item no.158 | 1 | each
7.07 | Providing and fixing bright finished brass hanging type floor door stopper with necessary screws, etc. complete. | item no.159 | 1 | each | 93.55 |  |  | Excess(+) | 1 | Full Conversion | INR | [40 empty] | #VALUE! | #VALUE! | #VALUE! | 7.07 | Providing and fixing bright finished brass hanging type floor door stopper with necessary screws, etc. complete. | item no.159 | 1 | each
7.071 | Providing and fixing aluminium die cast body tubular type universal hydraulic door closer (having brand logo with ISI, IS : 3564, embossed on the body, door weight upto 35 kg and door width upto 700 mm), with necessary accessories and screws etc. complete. | item no.160 | 2 | each | 879.87 |  |  | Excess(+) | 1 | Full Conversion | INR | [40 empty] | #VALUE! | #VALUE! | #VALUE! | 7.071 | Providing and fixing aluminium die cast body tubular type universal hydraulic door closer (having brand logo with ISI, IS : 3564, embossed on the body, door weight upto 35 kg and door width upto 700 mm), with necessary accessories and screws etc. complete. | item no.160 | 2 | each
7.072 | Providing and fixing aluminium sliding door bolts, ISI marked anodised (anodic coating not less than grade AC 10 as per IS : 1868), transparent or dyed to required colour or shade, with nuts and screws etc. complete : | item no.161 | [52 empty] | 7.072 | Providing and fixing aluminium sliding door bolts, ISI marked anodised (anodic coating not less than grade AC 10 as per IS : 1868), transparent or dyed to required colour or shade, with nuts and screws etc. complete : | item no.161
7.073 | 300x16 mm | item no.162 | 1 | each | 225.47 |  |  | Excess(+) | 1 | Full Conversion | INR | [40 empty] | #VALUE! | #VALUE! | #VALUE! | 7.073 | 300x16 mm | item no.162 | 1 | each
7.074 | 250x16 mm | item no.163 | 12 | each | 203.15 |  |  | Excess(+) | 1 | Full Conversion | INR | [40 empty] | #VALUE! | #VALUE! | #VALUE! | 7.074 | 250x16 mm | item no.163 | 12 | each
7.075 | Providing and fixing aluminium tower bolts, ISI marked, anodised (anodic coating not less than grade AC 10 as per IS : 1868 ) transparent or dyed to required colour or shade, with necessary screws etc. complete : | item no.164 | [52 empty] | 7.075 | Providing and fixing aluminium tower bolts, ISI marked, anodised (anodic coating not less than grade AC 10 as per IS : 1868 ) transparent or dyed to required colour or shade, with necessary screws etc. complete : | item no.164
7.076 | 250x10 mm | item no.165 | 3 | each | 90.79 |  |  | Excess(+) | 1 | Full Conversion | INR | [40 empty] | #VALUE! | #VALUE! | #VALUE! | 7.076 | 250x10 mm | item no.165 | 3 | each
7.077 | 200x10 mm | item no.166 | 3 | each | 78.91 |  |  | Excess(+) | 1 | Full Conversion | INR | [40 empty] | #VALUE! | #VALUE! | #VALUE! | 7.077 | 200x10 mm | item no.166 | 3 | each
7.078 | 150x10 mm | item no.167 | 59 | each | 65.76 |  |  | Excess(+) | 1 | Full Conversion | INR | [40 empty] | #VALUE! | #VALUE! | #VALUE! | 7.078 | 150x10 mm | item no.167 | 59 | each
7.079 | 100x10 mm | item no.168 | 59 | each | 50.98 |  |  | Excess(+) | 1 | Full Conversion | INR | [40 empty] | #VALUE! | #VALUE! | #VALUE! | 7.079 | 100x10 mm | item no.168 | 59 | each
7.08 | Providing and fixing aluminium handles, ISI marked, anodised (anodic coating not less than grade AC 10 as per IS : 1868) transparent or dyed to required colour or shade, with necessary screws etc. complete : | item no.169 | [52 empty] | 7.08 | Providing and fixing aluminium handles, ISI marked, anodised (anodic coating not less than grade AC 10 as per IS : 1868) transparent or dyed to required colour or shade, with necessary screws etc. complete : | item no.169
7.081 | 125 mm | item no.170 | 9 | each | 52.3 |  |  | Excess(+) | 1 | Full Conversion | INR | [40 empty] | #VALUE! | #VALUE! | #VALUE! | 7.081 | 125 mm | item no.170 | 9 | each
7.082 | 100 mm | item no.171 | 72 | each | 46.33 |  |  | Excess(+) | 1 | Full Conversion | INR | [40 empty] | #VALUE! | #VALUE! | #VALUE! | 7.082 | 100 mm | item no.171 | 72 | each
7.083 | 75 mm | item no.172 | 1 | each | 40.24 |  |  | Excess(+) | 1 | Full Conversion | INR | [40 empty] | #VALUE! | #VALUE! | #VALUE! | 7.083 | 75 mm | item no.172 | 1 | each
7.084 | Providing and fixing aluminium hanging floor door stopper, ISI marked, anodised (anodic coating not less than grade AC 10 as per IS : 1868) transparent or dyed to required colour and shade, with necessary screws etc. complete. | item no.173 | [52 empty] | 7.084 | Providing and fixing aluminium hanging floor door stopper, ISI marked, anodised (anodic coating not less than grade AC 10 as per IS : 1868) transparent or dyed to required colour and shade, with necessary screws etc. complete. | item no.173
7.085 | Single rubber stopper | item no.174 | 2 | each | 29.76 |  |  | Excess(+) | 1 | Full Conversion | INR | [40 empty] | #VALUE! | #VALUE! | #VALUE! | 7.085 | Single rubber stopper | item no.174 | 2 | each
7.086 | Twin rubber stopper | item no.175 | 15 | each | 54.4 |  |  | Excess(+) | 1 | Full Conversion | INR | [40 empty] | #VALUE! | #VALUE! | #VALUE! | 7.086 | Twin rubber stopper | item no.175 | 15 | each
7.087 | Providing and fixing 2nd class teak wood lipping/ moulded beading or taj beading of size 18X5 mm fixed with wooden adhesive of approved quality and screws/nails on the edges of the Pre-laminated particle board as per direction of Engineer-in-charge. | item no.176 | 1.47 | metre | 69.13 |  |  | Excess(+) | 1 | Full Conversion | INR | [40 empty] | #VALUE! | #VALUE! | #VALUE! | 7.087 | Providing and fixing 2nd class teak wood lipping/ moulded beading or taj beading of size 18X5 mm fixed with wooden adhesive of approved quality and screws/nails on the edges of the Pre-laminated particle board as per direction of Engineer-in-charge. | item no.176 | 1.47 | metre
7.088 | Providing and fixing magnetic catcher of approved quality in cupboard / ward robe shutters, including fixing with necessary screws etc. complete. | item no.177 | [52 empty] | 7.088 | Providing and fixing magnetic catcher of approved quality in cupboard / ward robe shutters, including fixing with necessary screws etc. complete. | item no.177
7.089 | Triple strip vertical type | item no.178 | 1 | each | 34.23 |  |  | Excess(+) | 1 | Full Conversion | INR | [40 empty] | #VALUE! | #VALUE! | #VALUE! | 7.089 | Triple strip vertical type | item no.178 | 1 | each
7.09 | Double strip (horizontal type) | item no.179 | 1 | each | 27.22 |  |  | Excess(+) | 1 | Full Conversion | INR | [40 empty] | #VALUE! | #VALUE! | #VALUE! | 7.09 | Double strip (horizontal type) | item no.179 | 1 | each
7.091 | Providing and fixing factory made uPVC door frame made of uPVC extruded sections having an overall dimension as below (tolerance ±1mm), with wall thickness 2.0 mm (± 0.2 mm), corners of the door frame to be Jointed with galvanized brackets and stainless steel screws, joints mitred and Plastic welded. The hinge side vertical of the frames reinforced by galvanized M.S. tube of size 19 X 19 mm and 1mm (± 0.1 mm) wall thickness and 3 nos. stainless steel hinges fixed to the frame complete as per manufacturer’s specification and direction of Engineer- in-charge | item no.180 | [52 empty] | 7.091 | Providing and fixing factory made uPVC door frame made of uPVC extruded sections having an overall dimension as below (tolerance ±1mm), with wall thickness 2.0 mm (± 0.2 mm), corners of the door frame to be Jointed with galvanized brackets and stainless steel screws, joints mitred and Plastic welded. The hinge side vertical of the frames reinforced by galvanized M.S. tube of size 19 X 19 mm and 1mm (± 0.1 mm) wall thickness and 3 nos. stainless steel hinges fixed to the frame complete as per manufacturer’s specification and direction of Engineer- in-charge | item no.180
7.092 | Extruded section profile size 48x40 mm | item no.181 | 14.56 | metre | 194.34 |  |  | Excess(+) | 1 | Full Conversion | INR | [40 empty] | #VALUE! | #VALUE! | #VALUE! | 7.092 | Extruded section profile size 48x40 mm | item no.181 | 14.56 | metre
7.093 | Providing and fixing to existing door frames. | item no.182 | [52 empty] | 7.093 | Providing and fixing to existing door frames. | item no.182
7.094 | 24 mm thick factory made PVC door shutters made of styles and rails of a uPVC hollow section of size 59x24 mm and wall thickness 2 mm (± 0.2 mm) with inbuilt edging on both sides. The styles and rails mitred and joint at the corners by means of M.S. galvanised/ plastic brackets of size 75x220 mm having wall thickness 1.0 mm and stainless steel screws. The styles of the shutter reinforced by inserting galvanised M.S. tube of size 20x20 mm and 1 mm (± 0.1 mm) wall thickness. The lock rail made up of 'H' section, a uPVC hollow section of size 100x24 mm and 2 mm (± 0.2 mm) wall thickness, fixed to the shutter styles by means of plastic/galvanised M.S. 'U' cleats. The shutter frame filled with a uPVC multi-chambered single panel of size not less than 620 mm, having over all thickness of 20 mm and 1 mm (± 0.1 mm) wall thickness. The panels filled vertically and tie bar at two places by inserting horizontally 6 mm galvanised M.S. rod and fastened with nuts and washers, complete as per manufacturer's specification and direction of Engineer-in-charge. (For W.C. and bathroom door shutter). | item no.183 | 2.17 | sqm | 1543.79 |  |  | Excess(+) | 1 | Full Conversion | INR | [40 empty] | #VALUE! | #VALUE! | #VALUE! | 7.094 | 24 mm thick factory made PVC door shutters made of styles and rails of a uPVC hollow section of size 59x24 mm and wall thickness 2 mm (± 0.2 mm) with inbuilt edging on both sides. The styles and rails mitred and joint at the corners by means of M.S. galvanised/ plastic brackets of size 75x220 mm having wall thickness 1.0 mm and stainless steel screws. The styles of the shutter reinforced by inserting galvanised M.S. tube of size 20x20 mm and 1 mm (± 0.1 mm) wall thickness. The lock rail made up of 'H' section, a uPVC hollow section of size 100x24 mm and 2 mm (± 0.2 mm) wall thickness, fixed to the shutter styles by means of plastic/galvanised M.S. 'U' cleats. The shutter frame filled with a uPVC multi-chambered single panel of size not less than 620 mm, having over all thickness of 20 mm and 1 mm (± 0.1 mm) wall thickness. The panels filled vertically and tie bar at two places by inserting horizontally 6 mm galvanised M.S. rod and fastened with nuts and washers, complete as per manufacturer's specification and direction of Engineer-in-charge. (For W.C. and bathroom door shutter). | item no.183 | 2.17 | sqm
7.095 | Providing & Fixing decorative high pressure laminated sheet of plain / wood grain in gloss / matt/ suede finish with high density protective surface layer and reverse side of adhesive bonding quality conforming to IS : 2046 Type S, including cost of adhesive of approved quality. | item no.184 | [52 empty] | 7.095 | Providing & Fixing decorative high pressure laminated sheet of plain / wood grain in gloss / matt/ suede finish with high density protective surface layer and reverse side of adhesive bonding quality conforming to IS : 2046 Type S, including cost of adhesive of approved quality. | item no.184
7.096 | 1.0 mm thick | item no.185 | 0.56 | sqm | 629.24 |  |  | Excess(+) | 1 | Full Conversion | INR | [40 empty] | #VALUE! | #VALUE! | #VALUE! | 7.096 | 1.0 mm thick | item no.185 | 0.56 | sqm
7.097 | Providing and fixing cup board shutters with 25 mm thick veneered particle board IS : 3097 marked, exterior grade (Grade I), of approved make, including IInd class teak wood lipping of 25 mm wide x 12 mm thick with necessary screws and bright finished stainless steel piano hinges, complete as per direction of Engineer-in-Charge. | item no.186 | [52 empty] | 7.097 | Providing and fixing cup board shutters with 25 mm thick veneered particle board IS : 3097 marked, exterior grade (Grade I), of approved make, including IInd class teak wood lipping of 25 mm wide x 12 mm thick with necessary screws and bright finished stainless steel piano hinges, complete as per direction of Engineer-in-Charge. | item no.186
7.098 | With decorative veneering on one side and commercial veneering on other side | item no.187 | 0.28 | sqm | 1444.93 |  |  | Excess(+) | 1 | Full Conversion | INR | [40 empty] | #VALUE! | #VALUE! | #VALUE! | 7.098 | With decorative veneering on one side and commercial veneering on other side | item no.187 | 0.28 | sqm
7.099 | Providing and fixing wire gauge shutters using stainless steel grade 304 wire gauge with wire of dia 0.5 mm and average width of aperture 1.4 mm in both directions for doors, windows and clerestory windows with necessary screws : | item no.188 | [52 empty] | 7.099 | Providing and fixing wire gauge shutters using stainless steel grade 304 wire gauge with wire of dia 0.5 mm and average width of aperture 1.4 mm in both directions for doors, windows and clerestory windows with necessary screws : | item no.188
7.1 | 35 mm thick shutters | item no.189 | [52 empty] | 7.1 | 35 mm thick shutters | item no.189
7.101 | with ISI marked M.S. pressed butt hinges bright finished of required size | item no.190 | [52 empty] | 7.101 | with ISI marked M.S. pressed butt hinges bright finished of required size | item no.190
7.102 | Second class teak wood | item no.191 | 25 | sqm | 3816.04 |  |  | Excess(+) | 1 | Full Conversion | INR | [40 empty] | #VALUE! | #VALUE! | #VALUE! | 7.102 | Second class teak wood | item no.191 | 25 | sqm
7.103 | Providing and fixing fly proof stainless steel grade 304 wire gauge, to windows and clerestory windows using wire gauge with average width of aperture 1.4 mm in both directions with wire of dia. 0.50 mm all complete. | item no.192 | [52 empty] | 7.103 | Providing and fixing fly proof stainless steel grade 304 wire gauge, to windows and clerestory windows using wire gauge with average width of aperture 1.4 mm in both directions with wire of dia. 0.50 mm all complete. | item no.192
7.104 | With 2nd class teak wood beading 62X19 mm | item no.193 | 5 | sqm | 1186.84 |  |  | Excess(+) | 1 | Full Conversion | INR | [40 empty] | #VALUE! | #VALUE! | #VALUE! | 7.104 | With 2nd class teak wood beading 62X19 mm | item no.193 | 5 | sqm
8 | STEEL WORK | item no.194 | [52 empty] | 8 | STEEL WORK | item no.194
8.01 | Structural steel work in single section, fixed with or without connecting plate, including cutting, hoisting, fixing in position and applying a priming coat of approved steel primer all complete. | item no.195 | 1.47 | kg | 75.44 |  |  | Excess(+) | 1 | Full Conversion | INR | [40 empty] | #VALUE! | #VALUE! | #VALUE! | 8.01 | Structural steel work in single section, fixed with or without connecting plate, including cutting, hoisting, fixing in position and applying a priming coat of approved steel primer all complete. | item no.195 | 1.47 | kg
8.02 | Structural steel work riveted, bolted or welded in built up sections, trusses and framed work, including cutting, hoisting, fixing in position and applying a priming coat of approved steel primer all complete. | item no.196 | 32.06 | kg | 89.21 |  |  | Excess(+) | 1 | Full Conversion | INR | [40 empty] | #VALUE! | #VALUE! | #VALUE! | 8.02 | Structural steel work riveted, bolted or welded in built up sections, trusses and framed work, including cutting, hoisting, fixing in position and applying a priming coat of approved steel primer all complete. | item no.196 | 32.06 | kg
8.03 | Providing and fixing 1mm thick M.S. sheet door with frame of 40x40x6 mm angle iron and 3 mm M.S. gusset plates at the junctions and corners, all necessary fittings complete, including applying a priming coat of approved steel primer. | item no.197 | [52 empty] | 8.03 | Providing and fixing 1mm thick M.S. sheet door with frame of 40x40x6 mm angle iron and 3 mm M.S. gusset plates at the junctions and corners, all necessary fittings complete, including applying a priming coat of approved steel primer. | item no.197
8.04 | Using M.S. angels 40x40x6 mm for diagonal braces | item no.198 | 2.17 | sqm | 3882.63 |  |  | Excess(+) | 1 | Full Conversion | INR | [40 empty] | #VALUE! | #VALUE! | #VALUE! | 8.04 | Using M.S. angels 40x40x6 mm for diagonal braces | item no.198 | 2.17 | sqm
8.05 | Supplying and fixing rolling shutters of approved make, made of required size M.S. laths, interlocked together through their entire length and jointed together at the end by end locks, mounted on specially designed pipe shaft with brackets, side guides and arrangements for inside and outside locking with push and pull operation complete, including the cost of providing and fixing necessary 27.5 cm long wire springs manufactured from high tensile steel wire of adequate strength conforming to IS: 4454 - part 1 and M.S. top cover of required thickness for rolling shutters. | item no.199 | [52 empty] | 8.05 | Supplying and fixing rolling shutters of approved make, made of required size M.S. laths, interlocked together through their entire length and jointed together at the end by end locks, mounted on specially designed pipe shaft with brackets, side guides and arrangements for inside and outside locking with push and pull operation complete, including the cost of providing and fixing necessary 27.5 cm long wire springs manufactured from high tensile steel wire of adequate strength conforming to IS: 4454 - part 1 and M.S. top cover of required thickness for rolling shutters. | item no.199
8.06 | 80x1.20 mm M.S. laths with 1.20 mm thick top cover | item no.200 | 1.47 | sqm | 2458.26 |  |  | Excess(+) | 1 | Full Conversion | INR | [40 empty] | #VALUE! | #VALUE! | #VALUE! | 8.06 | 80x1.20 mm M.S. laths with 1.20 mm thick top cover | item no.200 | 1.47 | sqm
8.07 | Providing and fixing ball bearing for rolling shutters. | item no.201 | 2 | each | 368.12 |  |  | Excess(+) | 1 | Full Conversion | INR | [40 empty] | #VALUE! | #VALUE! | #VALUE! | 8.07 | Providing and fixing ball bearing for rolling shutters. | item no.201 | 2 | each
8.08 | Extra for providing mechanical device chain and crank operation for operating rolling shutters. | item no.202 | [52 empty] | 8.08 | Extra for providing mechanical device chain and crank operation for operating rolling shutters. | item no.202
8.09 | Exceeding 10.00 sqm and upto 16.80 sqm in the area | item no.203 | 1.47 | sqm | 970.23 |  |  | Excess(+) | 1 | Full Conversion | INR | [40 empty] | #VALUE! | #VALUE! | #VALUE! | 8.09 | Exceeding 10.00 sqm and upto 16.80 sqm in the area | item no.203 | 1.47 | sqm
8.1 | Exceeding 16.80 sqm in area | item no.204 | 0.28 | sqm | 970.23 |  |  | Excess(+) | 1 | Full Conversion | INR | [40 empty] | #VALUE! | #VALUE! | #VALUE! | 8.1 | Exceeding 16.80 sqm in area | item no.204 | 0.28 | sqm
8.11 | Fixing standard steel glazed doors, windows and ventilators in walls, including fixing of float glass panes with glazing clips and special metal-sash putty of approved make, or metal beading with screws, (only steel windows, glass panes cut to size and glazing clips or metal beading with screws, shall be supplied by department free of cost. | item no.205 | [52 empty] | 8.11 | Fixing standard steel glazed doors, windows and ventilators in walls, including fixing of float glass panes with glazing clips and special metal-sash putty of approved make, or metal beading with screws, (only steel windows, glass panes cut to size and glazing clips or metal beading with screws, shall be supplied by department free of cost. | item no.205
8.12 | Fixing with 15x3 mm lugs 10 cm long embedded in cement concrete block 15x10x10 cm of C.C. 1:3:6 (1 Cement : 3 coarse sand : 6 graded stone aggregate 20 mm nominal size) | item no.206 | 2.94 | kg | 55.23 |  |  | Excess(+) | 1 | Full Conversion | INR | [40 empty] | #VALUE! | #VALUE! | #VALUE! | 8.12 | Fixing with 15x3 mm lugs 10 cm long embedded in cement concrete block 15x10x10 cm of C.C. 1:3:6 (1 Cement : 3 coarse sand : 6 graded stone aggregate 20 mm nominal size) | item no.206 | 2.94 | kg
8.13 | Providing and fixing factory made ISI marked steel glazed doors, windows and ventilators, side /top /centre hung, with beading and all members such as F7D,F4B, K11 B and K12 B etc. complete of standard rolled steel sections, joints mitred and flash butt welded and sash bars tenoned and riveted, including providing and fixing of hinges, pivots, including priming coat of approved steel primer, but excluding the cost of other fittings, complete all as per approved design, (sectional weight of only steel members shall be measured for payment). | item no.207 | [52 empty] | 8.13 | Providing and fixing factory made ISI marked steel glazed doors, windows and ventilators, side /top /centre hung, with beading and all members such as F7D,F4B, K11 B and K12 B etc. complete of standard rolled steel sections, joints mitred and flash butt welded and sash bars tenoned and riveted, including providing and fixing of hinges, pivots, including priming coat of approved steel primer, but excluding the cost of other fittings, complete all as per approved design, (sectional weight of only steel members shall be measured for payment). | item no.207
8.14 | Fixing with 15x3 mm lugs 10 cm long embedded in cement concrete block 15x10x10 cm of C.C. 1:3:6 (1 Cement : 3 coarse sand : 6 graded stone aggregate 20 mm nominal size) | item no.208 | 1.47 | kg | 145.98 |  |  | Excess(+) | 1 | Full Conversion | INR | [40 empty] | #VALUE! | #VALUE! | #VALUE! | 8.14 | Fixing with 15x3 mm lugs 10 cm long embedded in cement concrete block 15x10x10 cm of C.C. 1:3:6 (1 Cement : 3 coarse sand : 6 graded stone aggregate 20 mm nominal size) | item no.208 | 1.47 | kg
8.15 | Providing and fixing T-iron frames for doors, windows and ventilators of mild steel Tee-sections, joints mitred and welded, including fixing of necessary butt hinges and screws and applying a priming coat of approved steel primer. | item no.209 | [52 empty] | 8.15 | Providing and fixing T-iron frames for doors, windows and ventilators of mild steel Tee-sections, joints mitred and welded, including fixing of necessary butt hinges and screws and applying a priming coat of approved steel primer. | item no.209
8.16 | Fixing with 15x3 mm lugs 10 cm long embedded in cement concrete block 15x10x10 cm of C.C. 1:3:6 (1 Cement : 3 coarse sand : 6 graded stone aggregate 20 mm nominal size). | item no.210 | 1.47 | kg | 93.33 |  |  | Excess(+) | 1 | Full Conversion | INR | [40 empty] | #VALUE! | #VALUE! | #VALUE! | 8.16 | Fixing with 15x3 mm lugs 10 cm long embedded in cement concrete block 15x10x10 cm of C.C. 1:3:6 (1 Cement : 3 coarse sand : 6 graded stone aggregate 20 mm nominal size). | item no.210 | 1.47 | kg
8.17 | Welding by gas or electric plant including transportation of plant at site etc. complete. | item no.211 | 145.81 | cm | 2.93 |  |  | Excess(+) | 1 | Full Conversion | INR | [40 empty] | #VALUE! | #VALUE! | #VALUE! | 8.17 | Welding by gas or electric plant including transportation of plant at site etc. complete. | item no.211 | 145.81 | cm
8.18 | Steel work welded in built up sections/ framed work, including cutting, hoisting, fixing in position and applying a priming coat of approved steel primer using structural steel etc. as required. | item no.212 | [52 empty] | 8.18 | Steel work welded in built up sections/ framed work, including cutting, hoisting, fixing in position and applying a priming coat of approved steel primer using structural steel etc. as required. | item no.212
8.19 | In stringers, treads, landings etc. of stair cases, including use of chequered plate wherever required, all complete | item no.213 | 5.81 | kg | 82.11 |  |  | Excess(+) | 1 | Full Conversion | INR | [40 empty] | #VALUE! | #VALUE! | #VALUE! | 8.19 | In stringers, treads, landings etc. of stair cases, including use of chequered plate wherever required, all complete | item no.213 | 5.81 | kg
8.2 | In gratings, frames, guard bar, ladder, railings, brackets, gates and similar works | item no.214 | 14.56 | kg | 114.86 |  |  | Excess(+) | 1 | Full Conversion | INR | [40 empty] | #VALUE! | #VALUE! | #VALUE! | 8.2 | In gratings, frames, guard bar, ladder, railings, brackets, gates and similar works | item no.214 | 14.56 | kg
8.21 | Providing and fixing hand rail of approved size by welding etc. to steel ladder railing, balcony railing, staircase railing and similar works, including applying priming coat of approved steel primer. | item no.215 | [52 empty] | 8.21 | Providing and fixing hand rail of approved size by welding etc. to steel ladder railing, balcony railing, staircase railing and similar works, including applying priming coat of approved steel primer. | item no.215
8.22 | M.S. tube | item no.216 | 5.81 | kg | 127.7 |  |  | Excess(+) | 1 | Full Conversion | INR | [40 empty] | #VALUE! | #VALUE! | #VALUE! | 8.22 | M.S. tube | item no.216 | 5.81 | kg
8.23 | G.I. pipes | item no.217 | 1.47 | kg | 138.53 |  |  | Excess(+) | 1 | Full Conversion | INR | [40 empty] | #VALUE! | #VALUE! | #VALUE! | 8.23 | G.I. pipes | item no.217 | 1.47 | kg
8.24 | Providing and fixing stainless steel ( Grade 304) railing made of Hollow tubes, channels, plates etc., including welding, grinding, buffing, polishing and making curvature (wherever required) and fitting the same with necessary stainless steel nuts and bolts complete, i/c fixing the railing with necessary accessories & stainless steel dash fasteners , stainless steel bolts etc., of required size, on the top of the floor or the side of waist slab with suitable arrangement as per approval of Engineer-in-charge, (for payment purpose only weight of stainless steel members shall be considered excluding fixing accessories such as nuts, bolts, fasteners etc.). | item no.218 | 0.28 | kg | 504.55 |  |  | Excess(+) | 1 | Full Conversion | INR | [40 empty] | #VALUE! | #VALUE! | #VALUE! | 8.24 | Providing and fixing stainless steel ( Grade 304) railing made of Hollow tubes, channels, plates etc., including welding, grinding, buffing, polishing and making curvature (wherever required) and fitting the same with necessary stainless steel nuts and bolts complete, i/c fixing the railing with necessary accessories & stainless steel dash fasteners , stainless steel bolts etc., of required size, on the top of the floor or the side of waist slab with suitable arrangement as per approval of Engineer-in-charge, (for payment purpose only weight of stainless steel members shall be considered excluding fixing accessories such as nuts, bolts, fasteners etc.). | item no.218 | 0.28 | kg
8.25 | Providing & fixing fly proof wire gauze to windows, clerestory windows & doors with M.S. Flat 15x3 mm and nuts & bolts complete. | item no.219 | [52 empty] | 8.25 | Providing & fixing fly proof wire gauze to windows, clerestory windows & doors with M.S. Flat 15x3 mm and nuts & bolts complete. | item no.219
8.26 | Stainless steel (grade 304) wire gauze of 0.5 mm dia wire and 1.4 mm aperture on both sides | item no.220 | 0.28 | sqm | 815.03 |  |  | Excess(+) | 1 | Full Conversion | INR | [40 empty] | #VALUE! | #VALUE! | #VALUE! | 8.26 | Stainless steel (grade 304) wire gauze of 0.5 mm dia wire and 1.4 mm aperture on both sides | item no.220 | 0.28 | sqm
8.27 | Providing & fixing glass panes with putty and glazing clips in steel doors, windows, clerestory windows, all complete with : | item no.221 | [52 empty] | 8.27 | Providing & fixing glass panes with putty and glazing clips in steel doors, windows, clerestory windows, all complete with : | item no.221
8.28 | 4.0 mm thick glass panes | item no.222 | 1.47 | sqm | 789.6 |  |  | Excess(+) | 1 | Full Conversion | INR | [40 empty] | #VALUE! | #VALUE! | #VALUE! | 8.28 | 4.0 mm thick glass panes | item no.222 | 1.47 | sqm
8.29 | 5.5 mm thick glass panes | item no.223 | 0.28 | sqm | 1047.65 |  |  | Excess(+) | 1 | Full Conversion | INR | [40 empty] | #VALUE! | #VALUE! | #VALUE! | 8.29 | 5.5 mm thick glass panes | item no.223 | 0.28 | sqm
9 | FLOORING | item no.224 | [52 empty] | 9 | FLOORING | item no.224
9.01 | Brick on edge flooring with bricks of class designation 7.5 on a bed of 12 mm cement mortar, including filling the joints with same mortar, with common burnt clay non modular bricks: | item no.225 | [52 empty] | 9.01 | Brick on edge flooring with bricks of class designation 7.5 on a bed of 12 mm cement mortar, including filling the joints with same mortar, with common burnt clay non modular bricks: | item no.225
9.02 | 1:6 (1cement : 6 coarse sand) | item no.226 | 20 | sqm | 727.26 |  |  | Excess(+) | 1 | Full Conversion | INR | [40 empty] | #VALUE! | #VALUE! | #VALUE! | 9.02 | 1:6 (1cement : 6 coarse sand) | item no.226 | 20 | sqm
9.03 | Cement concrete flooring 1:2:4 (1 cement : 2 coarse sand : 4 graded stone aggregate) finished with a floating coat of neat cement, including cement slurry, but excluding the cost of nosing of steps etc. complete. | item no.227 | [52 empty] | 9.03 | Cement concrete flooring 1:2:4 (1 cement : 2 coarse sand : 4 graded stone aggregate) finished with a floating coat of neat cement, including cement slurry, but excluding the cost of nosing of steps etc. complete. | item no.227
9.04 | 40 mm thick with 20 mm nominal size stone aggregate | item no.228 | 30 | sqm | 436.95 |  |  | Excess(+) | 1 | Full Conversion | INR | [40 empty] | #VALUE! | #VALUE! | #VALUE! | 9.04 | 40 mm thick with 20 mm nominal size stone aggregate | item no.228 | 30 | sqm
9.05 | Cement plaster skirting up to 30 cm height, with cement mortar 1:3 (1 cement : 3 coarse sand), finished with a floating coat of neat cement. | item no.229 | [52 empty] | 9.05 | Cement plaster skirting up to 30 cm height, with cement mortar 1:3 (1 cement : 3 coarse sand), finished with a floating coat of neat cement. | item no.229
9.06 | 18 mm thick | item no.230 | 2 | sqm | 456.94 |  |  | Excess(+) | 1 | Full Conversion | INR | [40 empty] | #VALUE! | #VALUE! | #VALUE! | 9.06 | 18 mm thick | item no.230 | 2 | sqm
9.07 | 40 mm thick marble chips flooring rubbed and polished to granolithic finish, under layer 34 mm thick cement concrete 1:2:4 (1 cement : 2 coarse sand : 4 graded stone aggregate 12.5 mm nominal size) and top layer 6mm thick with white, black, chocolate, grey, yellow or green marble chips of sizes from 1 mm to 4 mm nominal size, laid in cement marble powder mix 3:1 (3 cement : 1 marble powder) by weight in proportion of 4:7 (4 cement marble powder mix : 7 marble chips) by volume, including cement slurry etc. complete : | item no.231 | [52 empty] | 9.07 | 40 mm thick marble chips flooring rubbed and polished to granolithic finish, under layer 34 mm thick cement concrete 1:2:4 (1 cement : 2 coarse sand : 4 graded stone aggregate 12.5 mm nominal size) and top layer 6mm thick with white, black, chocolate, grey, yellow or green marble chips of sizes from 1 mm to 4 mm nominal size, laid in cement marble powder mix 3:1 (3 cement : 1 marble powder) by weight in proportion of 4:7 (4 cement marble powder mix : 7 marble chips) by volume, including cement slurry etc. complete : | item no.231
9.08 | Medium shade pigment with 50% white cement and 50% ordinary cement | item no.232 | 2 | sqm | 752.91 |  |  | Excess(+) | 1 | Full Conversion | INR | [40 empty] | #VALUE! | #VALUE! | #VALUE! | 9.08 | Medium shade pigment with 50% white cement and 50% ordinary cement | item no.232 | 2 | sqm
9.09 | 40 mm thick marble chips flooring, rubbed and polished to granolithic finish, under layer 31 mm thick cement concrete 1:2:4 (1 cement : 2 coarse sand : 4 graded stone aggregate 12.5 mm nominal size) and top layer 9 mm thick with white, black, chocolate, grey, yellow or green marble chips of sizes from 4 mm to 7 mm nominal size, laid in cement marble powder mix 3:1 (3 cement : 1 marble powder) by weight in proportion of 4:7 (4 cement marble powder : 7 marble chips) by volume, including cement slurry etc. complete. | item no.233 | [52 empty] | 9.09 | 40 mm thick marble chips flooring, rubbed and polished to granolithic finish, under layer 31 mm thick cement concrete 1:2:4 (1 cement : 2 coarse sand : 4 graded stone aggregate 12.5 mm nominal size) and top layer 9 mm thick with white, black, chocolate, grey, yellow or green marble chips of sizes from 4 mm to 7 mm nominal size, laid in cement marble powder mix 3:1 (3 cement : 1 marble powder) by weight in proportion of 4:7 (4 cement marble powder : 7 marble chips) by volume, including cement slurry etc. complete. | item no.233
9.1 | Medium shade pigment with 50% white cement and 50% ordinary cement | item no.234 | 2 | sqm | 783.42 |  |  | Excess(+) | 1 | Full Conversion | INR | [40 empty] | #VALUE! | #VALUE! | #VALUE! | 9.1 | Medium shade pigment with 50% white cement and 50% ordinary cement | item no.234 | 2 | sqm
9.11 | Marble chips skirting up to 30 cm height, rubbed and polished to granolithic finish, top layer 6 mm thick with white, black, chocolate, grey, yellow or green marble chips of sizes from smallest to 4 mm nominal size, laid in cement marble powder mix 3:1 (3 cement : 1 marble powder) by weight in proportion of 4:7 (4 cement marble powder mix : 7 marble chips) by volume : | item no.235 | [52 empty] | 9.11 | Marble chips skirting up to 30 cm height, rubbed and polished to granolithic finish, top layer 6 mm thick with white, black, chocolate, grey, yellow or green marble chips of sizes from smallest to 4 mm nominal size, laid in cement marble powder mix 3:1 (3 cement : 1 marble powder) by weight in proportion of 4:7 (4 cement marble powder mix : 7 marble chips) by volume : | item no.235
9.12 | 18 mm thick with under layer 12 mm thick in cement plaster 1:3 (1 cement : 3 coarse sand) : | item no.236 | [52 empty] | 9.12 | 18 mm thick with under layer 12 mm thick in cement plaster 1:3 (1 cement : 3 coarse sand) : | item no.236
9.13 | Medium shade pigment with 50% white cement and 50% ordinary cement | item no.237 | 0.56 | sqm | 1236.21 |  |  | Excess(+) | 1 | Full Conversion | INR | [40 empty] | #VALUE! | #VALUE! | #VALUE! | 9.13 | Medium shade pigment with 50% white cement and 50% ordinary cement | item no.237 | 0.56 | sqm
9.14 | Providing and fixing glass strips in joints of terrazo/ cement concrete floors. | item no.238 | [52 empty] | 9.14 | Providing and fixing glass strips in joints of terrazo/ cement concrete floors. | item no.238
9.15 | 40 mm wide and 4 mm thick | item no.239 | 72.94 | metre | 65.89 |  |  | Excess(+) | 1 | Full Conversion | INR | [40 empty] | #VALUE! | #VALUE! | #VALUE! | 9.15 | 40 mm wide and 4 mm thick | item no.239 | 72.94 | metre
9.16 | Kota stone slab flooring over 20 mm (average) thick base laid over and jointed with grey cement slurry mixed with pigment to match the shade of the slab, including rubbing and polishing complete with base of cement mortar 1 : 4 (1 cement : 4 coarse sand) : | item no.240 | [52 empty] | 9.16 | Kota stone slab flooring over 20 mm (average) thick base laid over and jointed with grey cement slurry mixed with pigment to match the shade of the slab, including rubbing and polishing complete with base of cement mortar 1 : 4 (1 cement : 4 coarse sand) : | item no.240
9.17 | 25 mm thick | item no.241 | 1.47 | sqm | 1343.13 |  |  | Excess(+) | 1 | Full Conversion | INR | [40 empty] | #VALUE! | #VALUE! | #VALUE! | 9.17 | 25 mm thick | item no.241 | 1.47 | sqm
9.18 | Kota stone slabs 20 mm thick in risers of steps, skirting, dado and pillars laid on 12 mm (average) thick cement mortar 1:3 (1 cement: 3 coarse sand) and jointed with grey cement slurry mixed with pigment to match the shade of the slabs, including rubbing and polishing complete. | item no.242 | 0.56 | sqm | 1587.06 |  |  | Excess(+) | 1 | Full Conversion | INR | [40 empty] | #VALUE! | #VALUE! | #VALUE! | 9.18 | Kota stone slabs 20 mm thick in risers of steps, skirting, dado and pillars laid on 12 mm (average) thick cement mortar 1:3 (1 cement: 3 coarse sand) and jointed with grey cement slurry mixed with pigment to match the shade of the slabs, including rubbing and polishing complete. | item no.242 | 0.56 | sqm
9.19 | Providing and laying Ceramic glazed floor tiles of size 300x300 mm (thickness to be specified by the manufacturer) of 1st quality conforming to IS : 15622 of approved make in colours such as White, Ivory, Grey, Fume Red Brown, laid on 20 mm thick cement mortar 1:4 (1 Cement : 4 Coarse sand), Jointing with grey cement slurry @ 3.3 kg/sqm including pointing the joints with white cement and matching pigment etc., complete. | item no.243 | 4.41 | sqm | 812.71 |  |  | Excess(+) | 1 | Full Conversion | INR | [40 empty] | #VALUE! | #VALUE! | #VALUE! | 9.19 | Providing and laying Ceramic glazed floor tiles of size 300x300 mm (thickness to be specified by the manufacturer) of 1st quality conforming to IS : 15622 of approved make in colours such as White, Ivory, Grey, Fume Red Brown, laid on 20 mm thick cement mortar 1:4 (1 Cement : 4 Coarse sand), Jointing with grey cement slurry @ 3.3 kg/sqm including pointing the joints with white cement and matching pigment etc., complete. | item no.243 | 4.41 | sqm
9.2 | Providing and laying vitrified floor tiles in different sizes (thickness to be specified by the manufacturer) with water absorption less than 0.08% and conforming to IS: 15622, of approved make, in all colours and shades, laid on 20mm thick cement mortar 1:4 (1 cement : 4 coarse sand), jointing with grey cement slurry @ 3.3 kg/ sqm including grouting the joints with white cement and matching pigments etc., complete. | item no.244 | [52 empty] | 9.2 | Providing and laying vitrified floor tiles in different sizes (thickness to be specified by the manufacturer) with water absorption less than 0.08% and conforming to IS: 15622, of approved make, in all colours and shades, laid on 20mm thick cement mortar 1:4 (1 cement : 4 coarse sand), jointing with grey cement slurry @ 3.3 kg/ sqm including grouting the joints with white cement and matching pigments etc., complete. | item no.244
9.21 | Size of Tile 600x600 mm | item no.245 | 50 | sqm | 1315.69 |  |  | Excess(+) | 1 | Full Conversion | INR | [40 empty] | #VALUE! | #VALUE! | #VALUE! | 9.21 | Size of Tile 600x600 mm | item no.245 | 50 | sqm
9.22 | Providing and laying Vitrified tiles in different sizes (thickness to be specified by manufacturer), with water absorption less than 0.08 % and conforming to I.S. 15622, of approved make, in all colours & shade, in skirting, riser of steps, over 12 mm thick bed of cement mortar 1:3 (1 cement: 3 coarse sand), jointing with grey cement slurry @ 3.3 kg/ sqm including grouting the joint with white cement & matching pigments etc. complete. | item no.246 | [52 empty] | 9.22 | Providing and laying Vitrified tiles in different sizes (thickness to be specified by manufacturer), with water absorption less than 0.08 % and conforming to I.S. 15622, of approved make, in all colours & shade, in skirting, riser of steps, over 12 mm thick bed of cement mortar 1:3 (1 cement: 3 coarse sand), jointing with grey cement slurry @ 3.3 kg/ sqm including grouting the joint with white cement & matching pigments etc. complete. | item no.246
9.23 | Size of Tile 600x600 mm | item no.247 | 5 | sqm | 1355.41 |  |  | Excess(+) | 1 | Full Conversion | INR | [40 empty] | #VALUE! | #VALUE! | #VALUE! | 9.23 | Size of Tile 600x600 mm | item no.247 | 5 | sqm
9.24 | Providing and laying Vitrified tiles in different sizes (thickness to be specified by the manufacturer), with water absorption less than 0.08% and conforming to IS: 15622, of approved brand & manufacturer, in all colours and shade, in skirting, riser of steps, laid with cement based high polymer modified quick set tile adhesive (water based) conforming to IS: 15477, in average 6 mm thickness, including grouting of joints (Payment for grouting of joints to be made separately). | item no.248 | [52 empty] | 9.24 | Providing and laying Vitrified tiles in different sizes (thickness to be specified by the manufacturer), with water absorption less than 0.08% and conforming to IS: 15622, of approved brand & manufacturer, in all colours and shade, in skirting, riser of steps, laid with cement based high polymer modified quick set tile adhesive (water based) conforming to IS: 15477, in average 6 mm thickness, including grouting of joints (Payment for grouting of joints to be made separately). | item no.248
9.25 | Size of Tile 600x600 mm | item no.249 | 2 | sqm | 1520.38 |  |  | Excess(+) | 1 | Full Conversion | INR | [40 empty] | #VALUE! | #VALUE! | #VALUE! | 9.25 | Size of Tile 600x600 mm | item no.249 | 2 | sqm
9.26 | Providing and laying Vitrified tiles in floor with different sizes (thickness to be specified by the manufacturer), with water absorption less than 0.08% and conforming to IS:15622, of approved brand & manufacturer, in all colours and shade, laid with cement based high polymer modified quick set tile adhesive (water based) conforming to IS : 15477, in average 6 mm thickness, including grouting of joints (Payment for grouting of joints to be made separately). | item no.250 | [52 empty] | 9.26 | Providing and laying Vitrified tiles in floor with different sizes (thickness to be specified by the manufacturer), with water absorption less than 0.08% and conforming to IS:15622, of approved brand & manufacturer, in all colours and shade, laid with cement based high polymer modified quick set tile adhesive (water based) conforming to IS : 15477, in average 6 mm thickness, including grouting of joints (Payment for grouting of joints to be made separately). | item no.250
9.27 | Size of Tile 600x600 mm | item no.251 | 10 | sqm | 1411.61 |  |  | Excess(+) | 1 | Full Conversion | INR | [40 empty] | #VALUE! | #VALUE! | #VALUE! | 9.27 | Size of Tile 600x600 mm | item no.251 | 10 | sqm
10 | ROOFING | item no.252 | [52 empty] | 10 | ROOFING | item no.252
10.01 | Providing corrugated G.S. sheet roofing including vertical / curved surface fixed with polymer coated J or L hooks, bolts and nuts 8 mm diameter with bitumen and G.I. limpet washers or with G.I. limpet washers filled with white lead, including a coat of approved steel primer and two coats of approved paint on overlapping of sheets complete (up to any pitch in horizontal/ vertical or curved surfaces), excluding the cost of purlins, rafters and trusses and including cutting to size and shape wherever required. | item no.253 | [52 empty] | 10.01 | Providing corrugated G.S. sheet roofing including vertical / curved surface fixed with polymer coated J or L hooks, bolts and nuts 8 mm diameter with bitumen and G.I. limpet washers or with G.I. limpet washers filled with white lead, including a coat of approved steel primer and two coats of approved paint on overlapping of sheets complete (up to any pitch in horizontal/ vertical or curved surfaces), excluding the cost of purlins, rafters and trusses and including cutting to size and shape wherever required. | item no.253
10.02 | 0.63 mm thick with zinc coating not less than 275 gm/ m² | item no.254 | 8.75 | sqm | 802.27 |  |  | Excess(+) | 1 | Full Conversion | INR | [40 empty] | #VALUE! | #VALUE! | #VALUE! | 10.02 | 0.63 mm thick with zinc coating not less than 275 gm/ m² | item no.254 | 8.75 | sqm
10.03 | Extra for providing and fixing wind ties of 40x 6 mm flat iron section. | item no.255 | 8.25 | metre | 132.48 |  |  | Excess(+) | 1 | Full Conversion | INR | [40 empty] | #VALUE! | #VALUE! | #VALUE! | 10.03 | Extra for providing and fixing wind ties of 40x 6 mm flat iron section. | item no.255 | 8.25 | metre
10.04 | 10 cm thick (average) mud phaska of damped brick earth on roofs laid to slope consolidated and plastered with 25 mm thick mud mortar mixed with bhusa @ 35 kg per cum of earth and gobri leaping with mix 1:1 (1 clay : 1 cow dung) and covered with flat tile bricks, grouted with cement mortar 1:3 (1 cement : 3 fine sand) mixed with 2% of integral water proofing compound by weight of cement and finished neat: | item no.256 | [52 empty] | 10.04 | 10 cm thick (average) mud phaska of damped brick earth on roofs laid to slope consolidated and plastered with 25 mm thick mud mortar mixed with bhusa @ 35 kg per cum of earth and gobri leaping with mix 1:1 (1 clay : 1 cow dung) and covered with flat tile bricks, grouted with cement mortar 1:3 (1 cement : 3 fine sand) mixed with 2% of integral water proofing compound by weight of cement and finished neat: | item no.256
10.05 | With common burnt clay F.P.S.(non modular) brick tile of class designation 10 | item no.257 | 0.28 | sqm | 724.9 |  |  | Excess(+) | 1 | Full Conversion | INR | [40 empty] | #VALUE! | #VALUE! | #VALUE! | 10.05 | With common burnt clay F.P.S.(non modular) brick tile of class designation 10 | item no.257 | 0.28 | sqm
10.06 | Providing and laying brick tiles over mumty roofs, grouted with cement mortar 1:3 (1 cement : 3 fine sand) mixed with 2% of integral water proofing compound by weight of cement, over 12 mm layer of cement mortar 1:3 (1 cement : 3 fine sand) and finished neat: | item no.258 | [52 empty] | 10.06 | Providing and laying brick tiles over mumty roofs, grouted with cement mortar 1:3 (1 cement : 3 fine sand) mixed with 2% of integral water proofing compound by weight of cement, over 12 mm layer of cement mortar 1:3 (1 cement : 3 fine sand) and finished neat: | item no.258
10.07 | With common burnt clay F.P.S. (non modular) brick tiles of class designation 10 | item no.259 | 14.56 | sqm | 451.03 |  |  | Excess(+) | 1 | Full Conversion | INR | [40 empty] | #VALUE! | #VALUE! | #VALUE! | 10.07 | With common burnt clay F.P.S. (non modular) brick tiles of class designation 10 | item no.259 | 14.56 | sqm
10.08 | Providing gola 75x75 mm in cement concrete 1:2:4 (1 cement : 2 coarse sand : 4 stone aggregate 10 mm and down gauge), including finishing with cement mortar 1:3 (1 cement : 3 fine sand) as per standard design : | item no.260 | [52 empty] | 10.08 | Providing gola 75x75 mm in cement concrete 1:2:4 (1 cement : 2 coarse sand : 4 stone aggregate 10 mm and down gauge), including finishing with cement mortar 1:3 (1 cement : 3 fine sand) as per standard design : | item no.260
10.09 | In 75x75 mm deep chase | item no.261 | 10.22 | metre | 208.02 |  |  | Excess(+) | 1 | Full Conversion | INR | [40 empty] | #VALUE! | #VALUE! | #VALUE! | 10.09 | In 75x75 mm deep chase | item no.261 | 10.22 | metre
10.1 | Making khurras 45x45 cm with average minimum thickness of 5 cm cement concrete 1:2:4 (1 cement : 2 coarse sand : 4 graded stone aggregate of 20 mm nominal size) over P.V.C. sheet 1 m x1 m x 400 micron, finished with 12 mm cement plaster 1:3 (1 cement : 3 coarse sand) and a coat of neat cement, rounding the edges and making and finishing the outlet complete. | item no.262 | 3 | each | 213.98 |  |  | Excess(+) | 1 | Full Conversion | INR | [40 empty] | #VALUE! | #VALUE! | #VALUE! | 10.1 | Making khurras 45x45 cm with average minimum thickness of 5 cm cement concrete 1:2:4 (1 cement : 2 coarse sand : 4 graded stone aggregate of 20 mm nominal size) over P.V.C. sheet 1 m x1 m x 400 micron, finished with 12 mm cement plaster 1:3 (1 cement : 3 coarse sand) and a coat of neat cement, rounding the edges and making and finishing the outlet complete. | item no.262 | 3 | each
10.11 | Providing and fixing on wall face unplasticised Rigid PVC rain water pipes conforming to IS : 13592 Type A, including jointing with seal ring conforming to IS : 5382, leaving 10 mm gap for thermal expansion, (i) Single socketed pipes. | item no.263 | [52 empty] | 10.11 | Providing and fixing on wall face unplasticised Rigid PVC rain water pipes conforming to IS : 13592 Type A, including jointing with seal ring conforming to IS : 5382, leaving 10 mm gap for thermal expansion, (i) Single socketed pipes. | item no.263
10.12 | 75 mm diameter | item no.264 | 0.56 | metre | 176.32 |  |  | Excess(+) | 1 | Full Conversion | INR | [40 empty] | #VALUE! | #VALUE! | #VALUE! | 10.12 | 75 mm diameter | item no.264 | 0.56 | metre
10.13 | 110 mm diameter | item no.265 | 5.81 | metre | 267.47 |  |  | Excess(+) | 1 | Full Conversion | INR | [40 empty] | #VALUE! | #VALUE! | #VALUE! | 10.13 | 110 mm diameter | item no.265 | 5.81 | metre
10.14 | Providing and fixing on wall face unplasticised - PVC moulded fittings/ accessories for unplasticised Rigid PVC rain water pipes conforming to IS : 13592 Type A, including jointing with seal ring conforming to IS : 5382, leaving 10 mm gap for thermal expansion. | item no.266 | [52 empty] | 10.14 | Providing and fixing on wall face unplasticised - PVC moulded fittings/ accessories for unplasticised Rigid PVC rain water pipes conforming to IS : 13592 Type A, including jointing with seal ring conforming to IS : 5382, leaving 10 mm gap for thermal expansion. | item no.266
10.15 | Single tee with door | item no.267 | [52 empty] | 10.15 | Single tee with door | item no.267
10.16 | 75x75x75 mm | item no.268 | 2 | each | 122.62 |  |  | Excess(+) | 1 | Full Conversion | INR | [40 empty] | #VALUE! | #VALUE! | #VALUE! | 10.16 | 75x75x75 mm | item no.268 | 2 | each
10.17 | 110x110x110 mm | item no.269 | 2 | each | 178.25 |  |  | Excess(+) | 1 | Full Conversion | INR | [40 empty] | #VALUE! | #VALUE! | #VALUE! | 10.17 | 110x110x110 mm | item no.269 | 2 | each
10.18 | Single tee without door | item no.270 | [52 empty] | 10.18 | Single tee without door | item no.270
10.19 | 75x75x75 mm | item no.271 | 1 | each | 107.36 |  |  | Excess(+) | 1 | Full Conversion | INR | [40 empty] | #VALUE! | #VALUE! | #VALUE! | 10.19 | 75x75x75 mm | item no.271 | 1 | each
10.2 | 110x110x110 mm | item no.272 | 2 | each | 165.32 |  |  | Excess(+) | 1 | Full Conversion | INR | [40 empty] | #VALUE! | #VALUE! | #VALUE! | 10.2 | 110x110x110 mm | item no.272 | 2 | each
10.21 | Bend 87.5° | item no.273 | [52 empty] | 10.21 | Bend 87.5° | item no.273
10.22 | 75 mm bend | item no.274 | 1 | each | 78.82 |  |  | Excess(+) | 1 | Full Conversion | INR | [40 empty] | #VALUE! | #VALUE! | #VALUE! | 10.22 | 75 mm bend | item no.274 | 1 | each
10.23 | 110 mm bend | item no.275 | 2 | each | 113.85 |  |  | Excess(+) | 1 | Full Conversion | INR | [40 empty] | #VALUE! | #VALUE! | #VALUE! | 10.23 | 110 mm bend | item no.275 | 2 | each
10.24 | Shoe (Plain) | item no.276 | [52 empty] | 10.24 | Shoe (Plain) | item no.276
10.25 | 75 mm Shoe | item no.277 | 1 | each | 69.44 |  |  | Excess(+) | 1 | Full Conversion | INR | [40 empty] | #VALUE! | #VALUE! | #VALUE! | 10.25 | 75 mm Shoe | item no.277 | 1 | each
10.26 | 110 mm Shoe | item no.278 | 2 | each | 99.78 |  |  | Excess(+) | 1 | Full Conversion | INR | [40 empty] | #VALUE! | #VALUE! | #VALUE! | 10.26 | 110 mm Shoe | item no.278 | 2 | each
10.27 | Providing and fixing unplasticised -PVC pipe clips of approved design to unplasticised - PVC rain water pipes by means of 50x50x50 mm hard wood plugs, screwed with M.S. screws of required length, including cutting brick work and fixing in cement mortar 1:4 (1 cement : 4 coarse sand) and making good the wall etc. complete. | item no.279 | [52 empty] | 10.27 | Providing and fixing unplasticised -PVC pipe clips of approved design to unplasticised - PVC rain water pipes by means of 50x50x50 mm hard wood plugs, screwed with M.S. screws of required length, including cutting brick work and fixing in cement mortar 1:4 (1 cement : 4 coarse sand) and making good the wall etc. complete. | item no.279
10.28 | 75 mm | item no.280 | 2 | each | 254.4 |  |  | Excess(+) | 1 | Full Conversion | INR | [40 empty] | #VALUE! | #VALUE! | #VALUE! | 10.28 | 75 mm | item no.280 | 2 | each
10.29 | 110 mm | item no.281 | 2 | each | 253.22 |  |  | Excess(+) | 1 | Full Conversion | INR | [40 empty] | #VALUE! | #VALUE! | #VALUE! | 10.29 | 110 mm | item no.281 | 2 | each
11 | FINISHING | item no.282 | [52 empty] | 11 | FINISHING | item no.282
11.01 | 12 mm cement plaster of mix : | item no.283 | [52 empty] | 11.01 | 12 mm cement plaster of mix : | item no.283
11.02 | 1:6 (1 cement: 6 fine sand) | item no.284 | 0.56 | sqm | 222.92 |  |  | Excess(+) | 1 | Full Conversion | INR | [40 empty] | #VALUE! | #VALUE! | #VALUE! | 11.02 | 1:6 (1 cement: 6 fine sand) | item no.284 | 0.56 | sqm
11.03 | 15 mm cement plaster on the rough side of single or half brick wall of mix : | item no.285 | [52 empty] | 11.03 | 15 mm cement plaster on the rough side of single or half brick wall of mix : | item no.285
11.04 | 1:6 (1 cement: 6 fine sand) | item no.286 | 0.56 | sqm | 256.77 |  |  | Excess(+) | 1 | Full Conversion | INR | [40 empty] | #VALUE! | #VALUE! | #VALUE! | 11.04 | 1:6 (1 cement: 6 fine sand) | item no.286 | 0.56 | sqm
11.05 | 12 mm cement plaster of mix : | item no.287 | [52 empty] | 11.05 | 12 mm cement plaster of mix : | item no.287
11.06 | 1:6 (1 cement: 6 coarse sand) | item no.288 | 14.56 | sqm | 231.08 |  |  | Excess(+) | 1 | Full Conversion | INR | [40 empty] | #VALUE! | #VALUE! | #VALUE! | 11.06 | 1:6 (1 cement: 6 coarse sand) | item no.288 | 14.56 | sqm
11.07 | 15 mm cement plaster on rough side of single or half brick wall of mix: | item no.289 | [52 empty] | 11.07 | 15 mm cement plaster on rough side of single or half brick wall of mix: | item no.289
11.08 | 1:6 (1 cement: 6 coarse sand) | item no.290 | 21.91 | sqm | 266.46 |  |  | Excess(+) | 1 | Full Conversion | INR | [40 empty] | #VALUE! | #VALUE! | #VALUE! | 11.08 | 1:6 (1 cement: 6 coarse sand) | item no.290 | 21.91 | sqm
11.09 | 12 mm cement plaster finished with a floating coat of neat cement of mix : | item no.291 | [52 empty] | 11.09 | 12 mm cement plaster finished with a floating coat of neat cement of mix : | item no.291
11.1 | 1:4 (1 cement: 4 fine sand) | item no.292 | 2.94 | sqm | 287.81 |  |  | Excess(+) | 1 | Full Conversion | INR | [40 empty] | #VALUE! | #VALUE! | #VALUE! | 11.1 | 1:4 (1 cement: 4 fine sand) | item no.292 | 2.94 | sqm
11.11 | 15 mm cement plaster on rough side of single or half brick wall finished with a floating coat of neat cement of mix : | item no.293 | [52 empty] | 11.11 | 15 mm cement plaster on rough side of single or half brick wall finished with a floating coat of neat cement of mix : | item no.293
11.12 | 1:4 (1 cement: 4 fine sand) | item no.294 | 2.94 | sqm | 323.8 |  |  | Excess(+) | 1 | Full Conversion | INR | [40 empty] | #VALUE! | #VALUE! | #VALUE! | 11.12 | 1:4 (1 cement: 4 fine sand) | item no.294 | 2.94 | sqm
11.13 | 15 mm cement plaster 1:3 (1 cement: 3 coarse sand) finished with a floating coat of neat cement on the rough side of single or half brick wall. | item no.295 | 1.75 | sqm | 346.69 |  |  | Excess(+) | 1 | Full Conversion | INR | [40 empty] | #VALUE! | #VALUE! | #VALUE! | 11.13 | 15 mm cement plaster 1:3 (1 cement: 3 coarse sand) finished with a floating coat of neat cement on the rough side of single or half brick wall. | item no.295 | 1.75 | sqm
11.14 | 6 mm cement plaster of mix : | item no.296 | [52 empty] | 11.14 | 6 mm cement plaster of mix : | item no.296
11.15 | 1:3 (1 cement : 3 fine sand) | item no.297 | 4.41 | sqm | 199.34 |  |  | Excess(+) | 1 | Full Conversion | INR | [40 empty] | #VALUE! | #VALUE! | #VALUE! | 11.15 | 1:3 (1 cement : 3 fine sand) | item no.297 | 4.41 | sqm
11.16 | 6 mm cement plaster 1:3 (1 cement : 3 fine sand) finished with a floating coat of neat cement and thick coat of Lime wash on top of walls when dry for bearing of R.C.C. slabs and beams. | item no.298 | 1.47 | sqm | 264.48 |  |  | Excess(+) | 1 | Full Conversion | INR | [40 empty] | #VALUE! | #VALUE! | #VALUE! | 11.16 | 6 mm cement plaster 1:3 (1 cement : 3 fine sand) finished with a floating coat of neat cement and thick coat of Lime wash on top of walls when dry for bearing of R.C.C. slabs and beams. | item no.298 | 1.47 | sqm
11.17 | Neat cement punning. | item no.299 | 1.47 | sqm | 55.01 |  |  | Excess(+) | 1 | Full Conversion | INR | [40 empty] | #VALUE! | #VALUE! | #VALUE! | 11.17 | Neat cement punning. | item no.299 | 1.47 | sqm
11.18 | Providing and applying plaster of paris putty of 2 mm thickness over plastered surface to prepare the surface even and smooth complete. | item no.300 | 0.56 | sqm | 172.46 |  |  | Excess(+) | 1 | Full Conversion | INR | [40 empty] | #VALUE! | #VALUE! | #VALUE! | 11.18 | Providing and applying plaster of paris putty of 2 mm thickness over plastered surface to prepare the surface even and smooth complete. | item no.300 | 0.56 | sqm
11.19 | Pointing on brick work or brick flooring with cement mortar 1:3 (1 cement : 3 fine sand): | item no.301 | [52 empty] | 11.19 | Pointing on brick work or brick flooring with cement mortar 1:3 (1 cement : 3 fine sand): | item no.301
11.2 | Flush / Ruled/ Struck or weathered pointing | item no.302 | 14.56 | sqm | 167.95 |  |  | Excess(+) | 1 | Full Conversion | INR | [40 empty] | #VALUE! | #VALUE! | #VALUE! | 11.2 | Flush / Ruled/ Struck or weathered pointing | item no.302 | 14.56 | sqm
11.21 | Pointing on tile brick work with cement mortar 1:3 (1 cement : 3 fine sand): | item no.303 | [52 empty] | 11.21 | Pointing on tile brick work with cement mortar 1:3 (1 cement : 3 fine sand): | item no.303
11.22 | Flush/ Ruled/ Struck or weathered pointing | item no.304 | 21.91 | sqm | 228.75 |  |  | Excess(+) | 1 | Full Conversion | INR | [40 empty] | #VALUE! | #VALUE! | #VALUE! | 11.22 | Flush/ Ruled/ Struck or weathered pointing | item no.304 | 21.91 | sqm
11.23 | Extra for pointing on walls on the outside at height more than 10 m from ground level for every additional height of 3 m or part there of. | item no.305 | 14.56 | sqm | 6.26 |  |  | Excess(+) | 1 | Full Conversion | INR | [40 empty] | #VALUE! | #VALUE! | #VALUE! | 11.23 | Extra for pointing on walls on the outside at height more than 10 m from ground level for every additional height of 3 m or part there of. | item no.305 | 14.56 | sqm
11.24 | White washing with lime to give an even shade : | item no.306 | [52 empty] | 11.24 | White washing with lime to give an even shade : | item no.306
11.25 | New work (three or more coats) | item no.307 | 17.5 | sqm | 25.03 |  |  | Excess(+) | 1 | Full Conversion | INR | [40 empty] | #VALUE! | #VALUE! | #VALUE! | 11.25 | New work (three or more coats) | item no.307 | 17.5 | sqm
11.26 | Distempering with 1st quality acrylic distemper (ready mixed) having VOC content less than 50 gms/litre, of approved manufacturer, of required shade and colour complete, as per manufacturer's specification. | item no.308 | [52 empty] | 11.26 | Distempering with 1st quality acrylic distemper (ready mixed) having VOC content less than 50 gms/litre, of approved manufacturer, of required shade and colour complete, as per manufacturer's specification. | item no.308
11.27 | Two or more coats on new work | item no.309 | 500 | sqm | 76.41 |  |  | Excess(+) | 1 | Full Conversion | INR | [40 empty] | #VALUE! | #VALUE! | #VALUE! | 11.27 | Two or more coats on new work | item no.309 | 500 | sqm
11.28 | Finishing walls with water proofing cement paint of required shade : | item no.310 | [52 empty] | 11.28 | Finishing walls with water proofing cement paint of required shade : | item no.310
11.29 | New work (Two or more coats applied @ 3.84 kg/10 sqm) | item no.311 | 7.28 | sqm | 80 |  |  | Excess(+) | 1 | Full Conversion | INR | [40 empty] | #VALUE! | #VALUE! | #VALUE! | 11.29 | New work (Two or more coats applied @ 3.84 kg/10 sqm) | item no.311 | 7.28 | sqm
11.3 | Finishing walls with Acrylic Smooth exterior paint of required shade : | item no.312 | [52 empty] | 11.3 | Finishing walls with Acrylic Smooth exterior paint of required shade : | item no.312
11.31 | New work (Two or more coat applied @ 1.67 ltr/10 sqm over and including priming coat of exterior primer applied @ 2.20 kg/10 sqm) | item no.313 | 21.91 | sqm | 144.41 |  |  | Excess(+) | 1 | Full Conversion | INR | [40 empty] | #VALUE! | #VALUE! | #VALUE! | 11.31 | New work (Two or more coat applied @ 1.67 ltr/10 sqm over and including priming coat of exterior primer applied @ 2.20 kg/10 sqm) | item no.313 | 21.91 | sqm
11.32 | Finishing walls with Premium Acrylic Smooth exterior paint with Silicone additives of required shade: | item no.314 | [52 empty] | 11.32 | Finishing walls with Premium Acrylic Smooth exterior paint with Silicone additives of required shade: | item no.314
11.33 | New work (Two or more coats applied @ 1.43 ltr/10 sqm over and including priming coat of exterior primer applied @ 2.20 kg/10 sqm) | item no.315 | 21.91 | sqm | 141.29 |  |  | Excess(+) | 1 | Full Conversion | INR | [40 empty] | #VALUE! | #VALUE! | #VALUE! | 11.33 | New work (Two or more coats applied @ 1.43 ltr/10 sqm over and including priming coat of exterior primer applied @ 2.20 kg/10 sqm) | item no.315 | 21.91 | sqm
11.34 | Applying priming coat: | item no.316 | [52 empty] | 11.34 | Applying priming coat: | item no.316
11.35 | With ready mixed pink or Grey primer of approved brand and manufacture on wood work (hard and soft wood) | item no.317 | 0.28 | sqm | 50.02 |  |  | Excess(+) | 1 | Full Conversion | INR | [40 empty] | #VALUE! | #VALUE! | #VALUE! | 11.35 | With ready mixed pink or Grey primer of approved brand and manufacture on wood work (hard and soft wood) | item no.317 | 0.28 | sqm
11.36 | With ready mixed red oxide zinc chromate primer of approved brand and manufacture on steel galvanised iron/ steel works | item no.318 | 0.28 | sqm | 44.45 |  |  | Excess(+) | 1 | Full Conversion | INR | [40 empty] | #VALUE! | #VALUE! | #VALUE! | 11.36 | With ready mixed red oxide zinc chromate primer of approved brand and manufacture on steel galvanised iron/ steel works | item no.318 | 0.28 | sqm
11.37 | Finishing with Epoxy paint (two or more coats) at all locations prepared and applied as per manufacturer's specifications including appropriate priming coat, preparation of surface, etc. complete. | item no.319 | [52 empty] | 11.37 | Finishing with Epoxy paint (two or more coats) at all locations prepared and applied as per manufacturer's specifications including appropriate priming coat, preparation of surface, etc. complete. | item no.319
11.38 | On steel work | item no.320 | 0.28 | sqm | 166.37 |  |  | Excess(+) | 1 | Full Conversion | INR | [40 empty] | #VALUE! | #VALUE! | #VALUE! | 11.38 | On steel work | item no.320 | 0.28 | sqm
11.39 | On concrete work | item no.321 | 0.28 | sqm | 166.06 |  |  | Excess(+) | 1 | Full Conversion | INR | [40 empty] | #VALUE! | #VALUE! | #VALUE! | 11.39 | On concrete work | item no.321 | 0.28 | sqm
11.4 | Wall painting with acrylic emulsion paint of approved brand and manufacture to give an even shade : | item no.322 | [52 empty] | 11.4 | Wall painting with acrylic emulsion paint of approved brand and manufacture to give an even shade : | item no.322
11.41 | Two or more coats on new work | item no.323 | 120 | sqm | 112.8 |  |  | Excess(+) | 1 | Full Conversion | INR | [40 empty] | #VALUE! | #VALUE! | #VALUE! | 11.41 | Two or more coats on new work | item no.323 | 120 | sqm
11.42 | Painting with synthetic enamel paint of approved brand and manufacture to give an even shade : | item no.324 | [52 empty] | 11.42 | Painting with synthetic enamel paint of approved brand and manufacture to give an even shade : | item no.324
11.43 | Two or more coats on new work | item no.325 | 14.56 | sqm | 106.57 |  |  | Excess(+) | 1 | Full Conversion | INR | [40 empty] | #VALUE! | #VALUE! | #VALUE! | 11.43 | Two or more coats on new work | item no.325 | 14.56 | sqm
11.44 | Painting with synthetic enamel paint of approved brand and manufacture of required colour to give an even shade : | item no.326 | [52 empty] | 11.44 | Painting with synthetic enamel paint of approved brand and manufacture of required colour to give an even shade : | item no.326
11.45 | Two or more coats on new work over an under coat of suitable shade with ordinary paint of approved brand and manufacture | item no.327 | 58.31 | sqm | 155.32 |  |  | Excess(+) | 1 | Full Conversion | INR | [40 empty] | #VALUE! | #VALUE! | #VALUE! | 11.45 | Two or more coats on new work over an under coat of suitable shade with ordinary paint of approved brand and manufacture | item no.327 | 58.31 | sqm
11.46 | Varnishing with varnish of approved brand and manufacture : | item no.328 | [52 empty] | 11.46 | Varnishing with varnish of approved brand and manufacture : | item no.328
11.47 | Two or more coats of glue sizing with copal varnish over an under coat of flatting varnish | item no.329 | 0.28 | sqm | 159.92 |  |  | Excess(+) | 1 | Full Conversion | INR | [40 empty] | #VALUE! | #VALUE! | #VALUE! | 11.47 | Two or more coats of glue sizing with copal varnish over an under coat of flatting varnish | item no.329 | 0.28 | sqm
11.48 | French spirit polishing : | item no.330 | [52 empty] | 11.48 | French spirit polishing : | item no.330
11.49 | Two or more coats on new works including a coat of wood filler | item no.331 | 58.31 | sqm | 307.89 |  |  | Excess(+) | 1 | Full Conversion | INR | [40 empty] | #VALUE! | #VALUE! | #VALUE! | 11.49 | Two or more coats on new works including a coat of wood filler | item no.331 | 58.31 | sqm
11.5 | Lettering with black Japan paint of approved brand and manufacture | item no.332 | 291.69 | per letter per cm height | 4.12 |  |  | Excess(+) | 1 | Full Conversion | INR | [40 empty] | #VALUE! | #VALUE! | #VALUE! | 11.5 | Lettering with black Japan paint of approved brand and manufacture | item no.332 | 291.69 | per letter per cm height
11.51 | Forming groove of uniform size in the top layer of washed stone grit plaster as per approved pattern using wooden battens, nailed to the under layer, including removal of wooden battens, repair to the edges of panels and finishing the groove complete as per specifications and direction of the Engineer-in-charge : | item no.333 | [52 empty] | 11.51 | Forming groove of uniform size in the top layer of washed stone grit plaster as per approved pattern using wooden battens, nailed to the under layer, including removal of wooden battens, repair to the edges of panels and finishing the groove complete as per specifications and direction of the Engineer-in-charge : | item no.333
11.52 | 15 mm wide and 15 mm deep groove | item no.334 | 1.47 | metre | 50.1 |  |  | Excess(+) | 1 | Full Conversion | INR | [40 empty] | #VALUE! | #VALUE! | #VALUE! | 11.52 | 15 mm wide and 15 mm deep groove | item no.334 | 1.47 | metre
11.53 | Forming groove of uniform size from 12x12 mm and upto 25x15 mm in the top layer of washed stone grit plastered surface as per approved pattern, including providing and fixing aluminum channels of appropriate size and thickness (not less than 2 mm), nailed to the under layer with rust proof screws and nails and finishing the groove complete as per specifications and direction of the Engineer-in-Charge. | item no.335 | 1.47 | metre | 76.06 |  |  | Excess(+) | 1 | Full Conversion | INR | [40 empty] | #VALUE! | #VALUE! | #VALUE! | 11.53 | Forming groove of uniform size from 12x12 mm and upto 25x15 mm in the top layer of washed stone grit plastered surface as per approved pattern, including providing and fixing aluminum channels of appropriate size and thickness (not less than 2 mm), nailed to the under layer with rust proof screws and nails and finishing the groove complete as per specifications and direction of the Engineer-in-Charge. | item no.335 | 1.47 | metre
11.54 | Providing and applying white cement based putty of average thickness 1 mm, of approved brand and manufacturer, over the plastered wall surface to prepare the surface even and smooth complete. | item no.336 | 400 | sqm | 100.96 |  |  | Excess(+) | 1 | Full Conversion | INR | [40 empty] | #VALUE! | #VALUE! | #VALUE! | 11.54 | Providing and applying white cement based putty of average thickness 1 mm, of approved brand and manufacturer, over the plastered wall surface to prepare the surface even and smooth complete. | item no.336 | 400 | sqm
11.55 | Applying priming coats with primer of approved brand and manufacture, having low VOC (Volatile Organic Compound ) content. | item no.337 | [52 empty] | 11.55 | Applying priming coats with primer of approved brand and manufacture, having low VOC (Volatile Organic Compound ) content. | item no.337
11.56 | With ready mixed pink or grey primer on wood work (hard and soft wood) having VOC content less than 50 grams/ litre | item no.338 | 2.94 | sqm | 50.02 |  |  | Excess(+) | 1 | Full Conversion | INR | [40 empty] | #VALUE! | #VALUE! | #VALUE! | 11.56 | With ready mixed pink or grey primer on wood work (hard and soft wood) having VOC content less than 50 grams/ litre | item no.338 | 2.94 | sqm
11.57 | White washing with lime to give an even shade : | item no.339 | [52 empty] | 11.57 | White washing with lime to give an even shade : | item no.339
11.58 | Old work (two or more coats) | item no.340 | 729.19 | sqm | 14.68 |  |  | Excess(+) | 1 | Full Conversion | INR | [40 empty] | #VALUE! | #VALUE! | #VALUE! | 11.58 | Old work (two or more coats) | item no.340 | 729.19 | sqm
11.59 | Old work (one or more coats) | item no.341 | 145.81 | sqm | 8.98 |  |  | Excess(+) | 1 | Full Conversion | INR | [40 empty] | #VALUE! | #VALUE! | #VALUE! | 11.59 | Old work (one or more coats) | item no.341 | 145.81 | sqm
11.6 | Removing white or colour wash by scrapping and sand papering and preparing the surface smooth including necessary repairs to scratches etc. complete | item no.342 | 875 | sqm | 12.45 |  |  | Excess(+) | 1 | Full Conversion | INR | [40 empty] | #VALUE! | #VALUE! | #VALUE! | 11.6 | Removing white or colour wash by scrapping and sand papering and preparing the surface smooth including necessary repairs to scratches etc. complete | item no.342 | 875 | sqm
11.61 | Distempering with 1st quality acrylic distember (Ready mix) having VOC content less than 50 grams/ litre of approved brand and manufacture to give an even shade : | item no.343 | [52 empty] | 11.61 | Distempering with 1st quality acrylic distember (Ready mix) having VOC content less than 50 grams/ litre of approved brand and manufacture to give an even shade : | item no.343
11.62 | Old work (one or more coats) | item no.344 | 3500 | sqm | 47.61 |  |  | Excess(+) | 1 | Full Conversion | INR | [40 empty] | #VALUE! | #VALUE! | #VALUE! | 11.62 | Old work (one or more coats) | item no.344 | 3500 | sqm
11.63 | Removing dry or oil bound distemper, water proofing cement paint and the like by scrapping, sand papering and preparing the surface smooth including necessary repairs to scratches etc. complete. | item no.345 | 2.94 | sqm | 16 |  |  | Excess(+) | 1 | Full Conversion | INR | [40 empty] | #VALUE! | #VALUE! | #VALUE! | 11.63 | Removing dry or oil bound distemper, water proofing cement paint and the like by scrapping, sand papering and preparing the surface smooth including necessary repairs to scratches etc. complete. | item no.345 | 2.94 | sqm
11.64 | Wall painting with plastic emulsion paint of approved brand and manufacture to give an even shade: | item no.346 | [52 empty] | 11.64 | Wall painting with plastic emulsion paint of approved brand and manufacture to give an even shade: | item no.346
11.65 | One or more coats on old work | item no.347 | 0.56 | sqm | 74.22 |  |  | Excess(+) | 1 | Full Conversion | INR | [40 empty] | #VALUE! | #VALUE! | #VALUE! | 11.65 | One or more coats on old work | item no.347 | 0.56 | sqm
11.66 | Painting with synthetic enamel paint of approved brand and manufacture of required colour to give an even shade : | item no.348 | [52 empty] | 11.66 | Painting with synthetic enamel paint of approved brand and manufacture of required colour to give an even shade : | item no.348
11.67 | One or more coats on old work | item no.349 | 525 | sqm | 70.1 |  |  | Excess(+) | 1 | Full Conversion | INR | [40 empty] | #VALUE! | #VALUE! | #VALUE! | 11.67 | One or more coats on old work | item no.349 | 525 | sqm
11.68 | French spirit polishing : | item no.350 | [52 empty] | 11.68 | French spirit polishing : | item no.350
11.69 | One or more coats on old work | item no.351 | 14.56 | sqm | 155.06 |  |  | Excess(+) | 1 | Full Conversion | INR | [40 empty] | #VALUE! | #VALUE! | #VALUE! | 11.69 | One or more coats on old work | item no.351 | 14.56 | sqm
11.7 | Distempering with 1st quality acrylic distemper (ready made) having VOC content less than 50 gm per ltr. of approved manufacturer and of required shade and colour complete. as per manufacturer's specification. | item no.352 | [52 empty] | 11.7 | Distempering with 1st quality acrylic distemper (ready made) having VOC content less than 50 gm per ltr. of approved manufacturer and of required shade and colour complete. as per manufacturer's specification. | item no.352
11.71 | One or more coats on old work | item no.353 | 11.69 | sqm | 42.13 |  |  | Excess(+) | 1 | Full Conversion | INR | [40 empty] | #VALUE! | #VALUE! | #VALUE! | 11.71 | One or more coats on old work | item no.353 | 11.69 | sqm
11.72 | Finishing walls with water proofing cement paint of required shade : | item no.354 | [52 empty] | 11.72 | Finishing walls with water proofing cement paint of required shade : | item no.354
11.73 | Old work (one or more coats applied @ 2.20 kg/10 sqm) over priming coat of primer applied @ 0.80 litrs/10 sqm complete including cost of Priming coat. | item no.355 | 5.81 | sqm | 76.45 |  |  | Excess(+) | 1 | Full Conversion | INR | [40 empty] | #VALUE! | #VALUE! | #VALUE! | 11.73 | Old work (one or more coats applied @ 2.20 kg/10 sqm) over priming coat of primer applied @ 0.80 litrs/10 sqm complete including cost of Priming coat. | item no.355 | 5.81 | sqm
11.74 | Old work (one or more coats @ 2.20 kg/10 sqm) complete. | item no.356 | 2.94 | sqm | 52.03 |  |  | Excess(+) | 1 | Full Conversion | INR | [40 empty] | #VALUE! | #VALUE! | #VALUE! | 11.74 | Old work (one or more coats @ 2.20 kg/10 sqm) complete. | item no.356 | 2.94 | sqm
11.75 | Finishing walls with Acrylic Smooth exterior paint of required shade : | item no.357 | [52 empty] | 11.75 | Finishing walls with Acrylic Smooth exterior paint of required shade : | item no.357
11.76 | Old work (Two or more coat applied @ 1.67 ltr/ 10 sqm) on existing cement paint surface | item no.358 | 29.19 | sqm | 87.59 | 37800 |  | Excess(+) | 1 | Full Conversion | INR | [40 empty] | #VALUE! | #VALUE! | #VALUE! | 11.76 | Old work (Two or more coat applied @ 1.67 ltr/ 10 sqm) on existing cement paint surface | item no.358 | 29.19 | sqm
11.77 | Old work (One or more coat applied @ 0.90 ltr/10 sqm). | item no.359 | 29.19 | sqm | 59.05 | 37800 |  | Excess(+) | 1 | Full Conversion | INR | [40 empty] | #VALUE! | #VALUE! | #VALUE! | 11.77 | Old work (One or more coat applied @ 0.90 ltr/10 sqm). | item no.359 | 29.19 | sqm
11.78 | Finishing walls with Premium Acrylic Smooth exterior paint with Silicone additives of required shade | item no.360 | [52 empty] | 11.78 | Finishing walls with Premium Acrylic Smooth exterior paint with Silicone additives of required shade | item no.360
11.79 | Old work (Two or more coats applied @ 1.43 ltr/ 10 sqm) over existing cement paint surface | item no.361 | 11.69 | sqm | 85.7 |  |  | Excess(+) | 1 | Full Conversion | INR | [40 empty] | #VALUE! | #VALUE! | #VALUE! | 11.79 | Old work (Two or more coats applied @ 1.43 ltr/ 10 sqm) over existing cement paint surface | item no.361 | 11.69 | sqm
11.8 | Old work (one or more coats applied @ 0.83 ltr/10 sqm). | item no.362 | 8.75 | sqm | 58.7 | 37800 |  | Excess(+) | 1 | Full Conversion | INR | [40 empty] | #VALUE! | #VALUE! | #VALUE! | 11.8 | Old work (one or more coats applied @ 0.83 ltr/10 sqm). | item no.362 | 8.75 | sqm
11.81 | Melamine polishing on wood work (one or more coat). | item no.363 | 2.94 | sqm | 97.1 | 37800 |  | Excess(+) | 1 | Full Conversion | INR | [40 empty] | #VALUE! | #VALUE! | #VALUE! | 11.81 | Melamine polishing on wood work (one or more coat). | item no.363 | 2.94 | sqm
12 | REPAIRS TO BUILDING | item no.364 | [52 empty] | 12 | REPAIRS TO BUILDING | item no.364
12.01 | Repairs to plaster of thickness 12 mm to 20 mm in patches of area 2.5 sq.meters and under, including cutting the patch in proper shape, raking out joints and preparing and plastering the surface of the walls complete, including disposal of rubbish to the dumping ground, all complete as per direction of Engineer-in-Charge. | item no.365 | [52 empty] | 12.01 | Repairs to plaster of thickness 12 mm to 20 mm in patches of area 2.5 sq.meters and under, including cutting the patch in proper shape, raking out joints and preparing and plastering the surface of the walls complete, including disposal of rubbish to the dumping ground, all complete as per direction of Engineer-in-Charge. | item no.365
12.02 | With cement mortar 1:4 (1 cement : 4 fine sand) | item no.366 | 0.56 | sqm | 366.33 | 37800 |  | Excess(+) | 1 | Full Conversion | INR | [40 empty] | #VALUE! | #VALUE! | #VALUE! | 12.02 | With cement mortar 1:4 (1 cement : 4 fine sand) | item no.366 | 0.56 | sqm
12.03 | With cement mortar 1:4 (1cement: 4 coarse sand) | item no.367 | 14.56 | sqm | 376.67 | 37800 |  | Excess(+) | 1 | Full Conversion | INR | [40 empty] | #VALUE! | #VALUE! | #VALUE! | 12.03 | With cement mortar 1:4 (1cement: 4 coarse sand) | item no.367 | 14.56 | sqm
12.04 | Fixing chowkhats in existing opening including embedding chowkhats in floors or walls cutting masonry for holdfasts, embedding hold fasts in cement concrete blocks of size 15 x 10 x 10 cm with cement concrete 1:3:6 (1 cement : 3 coarse sand : 6 graded stone aggregate 20 mm nominal size), painting two coats of approved wood preservative to sides of chowkhats and making good the damages to walls and floors as required complete, including disposal of rubbish to the dumping ground, all complete as per direction of Engineer-in-Charge. | item no.368 | [52 empty] | 12.04 | Fixing chowkhats in existing opening including embedding chowkhats in floors or walls cutting masonry for holdfasts, embedding hold fasts in cement concrete blocks of size 15 x 10 x 10 cm with cement concrete 1:3:6 (1 cement : 3 coarse sand : 6 graded stone aggregate 20 mm nominal size), painting two coats of approved wood preservative to sides of chowkhats and making good the damages to walls and floors as required complete, including disposal of rubbish to the dumping ground, all complete as per direction of Engineer-in-Charge. | item no.368
12.05 | Door chowkhats | item no.369 | 1 | each | 1198.46 |  |  | Excess(+) | 1 | Full Conversion | INR | [40 empty] | #VALUE! | #VALUE! | #VALUE! | 12.05 | Door chowkhats | item no.369 | 1 | each
12.06 | Window chowkhats | item no.370 | 1 | each | 753.09 |  |  | Excess(+) | 1 | Full Conversion | INR | [40 empty] | #VALUE! | #VALUE! | #VALUE! | 12.06 | Window chowkhats | item no.370 | 1 | each
12.07 | Making the opening in brick masonry including dismantling in floor or walls by cutting masonry and making good the damages to walls, flooring and jambs complete, to match existing surface i/c disposal of mulba/ rubbish to the nearest municipal dumping ground, all complete as per direction of Engineer-in-Charge. | item no.371 | [52 empty] | 12.07 | Making the opening in brick masonry including dismantling in floor or walls by cutting masonry and making good the damages to walls, flooring and jambs complete, to match existing surface i/c disposal of mulba/ rubbish to the nearest municipal dumping ground, all complete as per direction of Engineer-in-Charge. | item no.371
12.08 | For door/ window/ clerestory window | item no.372 | 0.56 | sqm | 817.58 |  |  | Excess(+) | 1 | Full Conversion | INR | [40 empty] | #VALUE! | #VALUE! | #VALUE! | 12.08 | For door/ window/ clerestory window | item no.372 | 0.56 | sqm
12.09 | Renewing glass panes, with putty and nails wherever necessary including racking out the old putty: | item no.373 | [52 empty] | 12.09 | Renewing glass panes, with putty and nails wherever necessary including racking out the old putty: | item no.373
12.1 | Float glass panes of nominal thickness 4 mm (weight not less than 10kg/sqm) | item no.374 | 5.81 | sqm | 780.79 |  |  | Excess(+) | 1 | Full Conversion | INR | [40 empty] | #VALUE! | #VALUE! | #VALUE! | 12.1 | Float glass panes of nominal thickness 4 mm (weight not less than 10kg/sqm) | item no.374 | 5.81 | sqm
12.11 | Renewing glass panes, with wooden fillets wherever necessary: | item no.375 | [52 empty] | 12.11 | Renewing glass panes, with wooden fillets wherever necessary: | item no.375
12.12 | Float glass panes of nominal thickness 4 mm (weight not less than 10kg/sqm) | item no.376 | 1.47 | sqm | 1107.4 |  |  | Excess(+) | 1 | Full Conversion | INR | [40 empty] | #VALUE! | #VALUE! | #VALUE! | 12.12 | Float glass panes of nominal thickness 4 mm (weight not less than 10kg/sqm) | item no.376 | 1.47 | sqm
12.13 | Renewal of old putty of glass panes (length) | item no.377 | 1.47 | metre | 37.35 |  |  | Excess(+) | 1 | Full Conversion | INR | [40 empty] | #VALUE! | #VALUE! | #VALUE! | 12.13 | Renewal of old putty of glass panes (length) | item no.377 | 1.47 | metre
12.14 | Refixing old glass panes with putty and nails | item no.378 | 0.28 | sqm | 485.79 |  |  | Excess(+) | 1 | Full Conversion | INR | [40 empty] | #VALUE! | #VALUE! | #VALUE! | 12.14 | Refixing old glass panes with putty and nails | item no.378 | 0.28 | sqm
12.15 | Raking out joints in lime or cement mortar and preparing the surface for re-pointing or replastering, including disposal of rubbish to the dumping ground, all complete as per direction of Engineer-in-Charge. | item no.379 | 0.28 | sqm | 45.33 |  |  | Excess(+) | 1 | Full Conversion | INR | [40 empty] | #VALUE! | #VALUE! | #VALUE! | 12.15 | Raking out joints in lime or cement mortar and preparing the surface for re-pointing or replastering, including disposal of rubbish to the dumping ground, all complete as per direction of Engineer-in-Charge. | item no.379 | 0.28 | sqm
12.16 | Flush pointing with cement mortar 1:3 (1 cement : 3 fine sand) mixed with 2% of integral water proofing compound by weight of cement for flat tile bricks on top of mud phaska : | item no.380 | [52 empty] | 12.16 | Flush pointing with cement mortar 1:3 (1 cement : 3 fine sand) mixed with 2% of integral water proofing compound by weight of cement for flat tile bricks on top of mud phaska : | item no.380
12.17 | With F.P.S. brick tiles | item no.381 | 14.56 | sqm | 90.7 |  |  | Excess(+) | 1 | Full Conversion | INR | [40 empty] | #VALUE! | #VALUE! | #VALUE! | 12.17 | With F.P.S. brick tiles | item no.381 | 14.56 | sqm
12.18 | Renewing Wrought iron or M.S. Wheel or roller of steel door or gate and fitting and fixing the same with necessary clamps, nuts and bolts/welding and erection etc. complete. | item no.382 | [52 empty] | 12.18 | Renewing Wrought iron or M.S. Wheel or roller of steel door or gate and fitting and fixing the same with necessary clamps, nuts and bolts/welding and erection etc. complete. | item no.382
12.19 | Wheel 50 mm dia and below | item no.383 | 2.94 | per wheel | 128.67 |  |  | Excess(+) | 1 | Full Conversion | INR | [40 empty] | #VALUE! | #VALUE! | #VALUE! | 12.19 | Wheel 50 mm dia and below | item no.383 | 2.94 | per wheel
12.2 | Providing and fixing double scaffolding system (cup lock type) on the exterior side, up to seven story height made with 40 mm dia M.S. tube 1.5 m centre to centre, horizontal & vertical tubes joining with cup & lock system with M.S. tubes, M.S. tube challies, M.S. clamps and M.S. staircase system in the scaffolding for working platform etc. and maintaining it in a serviceable condition for the required duration as approved and removing it there after .The scaffolding system shall be stiffened with bracings, runners, connection with the building etc wherever required for inspection of work at required locations with essential safety features for the workmen etc. complete as per directions and approval of Engineer-in-charge .The elevational area of the scaffolding shall be measured for payment purpose .The payment will be made once irrespective of duration of scaffolding. | item no.384 | 2.94 | sqm | 226.17 |  |  | Excess(+) | 1 | Full Conversion | INR | [40 empty] | #VALUE! | #VALUE! | #VALUE! | 12.2 | Providing and fixing double scaffolding system (cup lock type) on the exterior side, up to seven story height made with 40 mm dia M.S. tube 1.5 m centre to centre, horizontal & vertical tubes joining with cup & lock system with M.S. tubes, M.S. tube challies, M.S. clamps and M.S. staircase system in the scaffolding for working platform etc. and maintaining it in a serviceable condition for the required duration as approved and removing it there after .The scaffolding system shall be stiffened with bracings, runners, connection with the building etc wherever required for inspection of work at required locations with essential safety features for the workmen etc. complete as per directions and approval of Engineer-in-charge .The elevational area of the scaffolding shall be measured for payment purpose .The payment will be made once irrespective of duration of scaffolding. | item no.384 | 2.94 | sqm
12.21 | Cleaning of terrace/loft water storage tank (inside surface area) upto 2000 litre capacity at all heights with coconut brushes, duster etc., removal of silt, rubbish from the tank and cleaning the tank with fresh water disinfecting with bleaching powder @ 0.5gm per litre capacity of tank including marking the date of cleaning on the side of tank body with the help of stencil and paint and disposing of malba all complete as per direction of Engineer-in-Charge. (The old date already written on tank should be removed with paint remover or black paint and if date is not written with the stencil or old date is not removed deduction will be made @ Rs. 0.10 per litre) (if during cleaning any GI fittings or ball cock is damaged that is to be repaired by contractor at his own cost and nothing extra will be paid on this account) | item no.385 | 583.31 | litre | 0.3 |  |  | Excess(+) | 1 | Full Conversion | INR | [40 empty] | #VALUE! | #VALUE! | #VALUE! | 12.21 | Cleaning of terrace/loft water storage tank (inside surface area) upto 2000 litre capacity at all heights with coconut brushes, duster etc., removal of silt, rubbish from the tank and cleaning the tank with fresh water disinfecting with bleaching powder @ 0.5gm per litre capacity of tank including marking the date of cleaning on the side of tank body with the help of stencil and paint and disposing of malba all complete as per direction of Engineer-in-Charge. (The old date already written on tank should be removed with paint remover or black paint and if date is not written with the stencil or old date is not removed deduction will be made @ Rs. 0.10 per litre) (if during cleaning any GI fittings or ball cock is damaged that is to be repaired by contractor at his own cost and nothing extra will be paid on this account) | item no.385 | 583.31 | litre
12.22 | Cleaning of under ground sump, Over Head R.C.C. Tank ( independent staging) including disposal of slit and rubbish, all as per direction of Engineer-in-Charge. The cleaning shall consist following operations:- (i)Tank shall be emptied of water by pumping & bottom shall be cleaned of silt and other deposits. (ii) Entire surface area of the sump shall then scrubbed thoroughly with wire brush etc. and pressure washed with water. (iii) Chlorination of RCC internal surface by liquid chlorine. (iv) The treated surface shall be dried using air jetting and all loose particles shall be removal from the surface. (v) Finally the surface shall be treated with ultraviolet radiation etc. as per direction of Engineer-in-Charge. | item no.386 | 5.81 | sqm | 55.85 |  |  | Excess(+) | 1 | Full Conversion | INR | [40 empty] | #VALUE! | #VALUE! | #VALUE! | 12.22 | Cleaning of under ground sump, Over Head R.C.C. Tank ( independent staging) including disposal of slit and rubbish, all as per direction of Engineer-in-Charge. The cleaning shall consist following operations:- (i)Tank shall be emptied of water by pumping & bottom shall be cleaned of silt and other deposits. (ii) Entire surface area of the sump shall then scrubbed thoroughly with wire brush etc. and pressure washed with water. (iii) Chlorination of RCC internal surface by liquid chlorine. (iv) The treated surface shall be dried using air jetting and all loose particles shall be removal from the surface. (v) Finally the surface shall be treated with ultraviolet radiation etc. as per direction of Engineer-in-Charge. | item no.386 | 5.81 | sqm
12.23 | Disconnecting damaged overhead/terrace PVC water storage tank of any size from water supply line and removing from the terrace including shifting at ground level as per direction of Engineer-in-charge. | item no.387 | 1 | each | 278.6 |  |  | Excess(+) | 1 | Full Conversion | INR | [40 empty] | #VALUE! | #VALUE! | #VALUE! | 12.23 | Disconnecting damaged overhead/terrace PVC water storage tank of any size from water supply line and removing from the terrace including shifting at ground level as per direction of Engineer-in-charge. | item no.387 | 1 | each
12.24 | Providing & fixing White vitreous china water closet squatting pan (Indian type) along with "S" or "P" trap including dismantling of old WC seat and "S" or "P" trap at site complete with all operations including all necessary materials, labour and disposal of dismantled material i/c malba, all complete as per the direction of Engineer-in charge. | item no.388 | [52 empty] | 12.24 | Providing & fixing White vitreous china water closet squatting pan (Indian type) along with "S" or "P" trap including dismantling of old WC seat and "S" or "P" trap at site complete with all operations including all necessary materials, labour and disposal of dismantled material i/c malba, all complete as per the direction of Engineer-in charge. | item no.388
12.25 | Orissa pattern W.C Pan of size 580x440 mm | item no.389 | 1 | each | 3101.97 |  |  | Excess(+) | 1 | Full Conversion | INR | [40 empty] | #VALUE! | #VALUE! | #VALUE! | 12.25 | Orissa pattern W.C Pan of size 580x440 mm | item no.389 | 1 | each
12.26 | Cutting holes of required size in brick masonry wall for fixing of exhaust fan including providing and fixing 300 mm dia PVC pipe conforming BIS-12818 and making good the same etc. complete as per direction of Engineer-in-charge. | item no.390 | 1 | each | 193.24 |  |  | Excess(+) | 1 | Full Conversion | INR | [40 empty] | #VALUE! | #VALUE! | #VALUE! | 12.26 | Cutting holes of required size in brick masonry wall for fixing of exhaust fan including providing and fixing 300 mm dia PVC pipe conforming BIS-12818 and making good the same etc. complete as per direction of Engineer-in-charge. | item no.390 | 1 | each
12.27 | Dismantling W.C. Pan of all sizes including disposal of dismantled materials i/c malba all complete as per directions of Engineer-in-Charge. | item no.391 | 3 | each | 84.17 |  |  | Excess(+) | 1 | Full Conversion | INR | [40 empty] | #VALUE! | #VALUE! | #VALUE! | 12.27 | Dismantling W.C. Pan of all sizes including disposal of dismantled materials i/c malba all complete as per directions of Engineer-in-Charge. | item no.391 | 3 | each
12.28 | Hacking of CC flooring including cleaning for surface etc. complete as per direction of the Engineer-in-Charge. | item no.392 | 29.19 | sqm | 2.19 |  |  | Excess(+) | 1 | Full Conversion | INR | [40 empty] | #VALUE! | #VALUE! | #VALUE! | 12.28 | Hacking of CC flooring including cleaning for surface etc. complete as per direction of the Engineer-in-Charge. | item no.392 | 29.19 | sqm
12.29 | Taking out existing wooden door shutter, repair by cutting, painting etc. and refixing of repaired door shutters to existing door frames, including replacement of hinges with screws, etc. as required, all complete as per the direction of the Engineer-in-charge. | item no.393 | 3 | each | 261.15 |  |  | Excess(+) | 1 | Full Conversion | INR | [40 empty] | #VALUE! | #VALUE! | #VALUE! | 12.29 | Taking out existing wooden door shutter, repair by cutting, painting etc. and refixing of repaired door shutters to existing door frames, including replacement of hinges with screws, etc. as required, all complete as per the direction of the Engineer-in-charge. | item no.393 | 3 | each
13 | DISMANTLING AND DEMOLISHING | item no.394 | [52 empty] | 13 | DISMANTLING AND DEMOLISHING | item no.394
13.01 | Demolishing lime concrete manually/ by mechanical means and disposal of material within 50 metres lead as per direction of Engineer- in-charge. | item no.395 | 0.1 | cum | 532.66 |  |  | Excess(+) | 1 | Full Conversion | INR | [40 empty] | #VALUE! | #VALUE! | #VALUE! | 13.01 | Demolishing lime concrete manually/ by mechanical means and disposal of material within 50 metres lead as per direction of Engineer- in-charge. | item no.395 | 0.1 | cum
13.02 | Demolishing cement concrete manually/ by mechanical means including disposal of material within 50 metres lead as per direction of Engineer - in - charge. | item no.396 | [52 empty] | 13.02 | Demolishing cement concrete manually/ by mechanical means including disposal of material within 50 metres lead as per direction of Engineer - in - charge. | item no.396
13.03 | Nominal concrete 1:3:6 or richer mix (i/c equivalent design mix) | item no.397 | 1 | cum | 1523.41 |  |  | Excess(+) | 1 | Full Conversion | INR | [40 empty] | #VALUE! | #VALUE! | #VALUE! | 13.03 | Nominal concrete 1:3:6 or richer mix (i/c equivalent design mix) | item no.397 | 1 | cum
13.04 | Nominal concrete 1:4:8 or leaner mix (i/c equivalent design mix) | item no.398 | 2 | cum | 940.64 |  |  | Excess(+) | 1 | Full Conversion | INR | [40 empty] | #VALUE! | #VALUE! | #VALUE! | 13.04 | Nominal concrete 1:4:8 or leaner mix (i/c equivalent design mix) | item no.398 | 2 | cum
13.05 | Demolishing R.C.C. work manually/ by mechanical means including stacking of steel bars and disposal of unserviceable material within 50 metres lead as per direction of Engineer - in- charge. | item no.399 | 0.5 | cum | 2222.44 |  |  | Excess(+) | 1 | Full Conversion | INR | [40 empty] | #VALUE! | #VALUE! | #VALUE! | 13.05 | Demolishing R.C.C. work manually/ by mechanical means including stacking of steel bars and disposal of unserviceable material within 50 metres lead as per direction of Engineer - in- charge. | item no.399 | 0.5 | cum
13.06 | Extra for cutting reinforcement bars manually/ by mechanical means in R.C.C. or R.B. work (Payment shall be made on the cross sectional area of R.C.C. or R.B. work) as per direction of Engineer-in-charge. | item no.400 | 0.56 | sqm | 756.99 |  |  | Excess(+) | 1 | Full Conversion | INR | [40 empty] | #VALUE! | #VALUE! | #VALUE! | 13.06 | Extra for cutting reinforcement bars manually/ by mechanical means in R.C.C. or R.B. work (Payment shall be made on the cross sectional area of R.C.C. or R.B. work) as per direction of Engineer-in-charge. | item no.400 | 0.56 | sqm
13.07 | Demolishing brick work manually/ by mechanical means including stacking of serviceable material and disposal of unserviceable material within 50 metres lead as per direction of Engineer-in-charge. | item no.401 | [52 empty] | 13.07 | Demolishing brick work manually/ by mechanical means including stacking of serviceable material and disposal of unserviceable material within 50 metres lead as per direction of Engineer-in-charge. | item no.401
13.08 | In cement mortar | item no.402 | 2 | cum | 1288.82 |  |  | Excess(+) | 1 | Full Conversion | INR | [40 empty] | #VALUE! | #VALUE! | #VALUE! | 13.08 | In cement mortar | item no.402 | 2 | cum
13.09 | Removing mortar from bricks and cleaning bricks including stacking within a lead of 50 m (stacks of cleaned bricks shall be measured): | item no.403 | [52 empty] | 13.09 | Removing mortar from bricks and cleaning bricks including stacking within a lead of 50 m (stacks of cleaned bricks shall be measured): | item no.403
13.1 | From brick work in cement mortar | item no.404 | 4000 | 1000 Nos | 4279.61 |  |  | Excess(+) | 1 | Full Conversion | INR | [40 empty] | #VALUE! | #VALUE! | #VALUE! | 13.1 | From brick work in cement mortar | item no.404 | 4000 | 1000 Nos
13.11 | Dismantling doors, windows and clerestory windows (steel or wood) shutter including chowkhats, architrave, holdfasts etc. complete and stacking within 50 metres lead : | item no.405 | [52 empty] | 13.11 | Dismantling doors, windows and clerestory windows (steel or wood) shutter including chowkhats, architrave, holdfasts etc. complete and stacking within 50 metres lead : | item no.405
13.12 | Of area 3 sq. metres and below | item no.406 | 6 | each | 240.68 |  |  | Excess(+) | 1 | Full Conversion | INR | [40 empty] | #VALUE! | #VALUE! | #VALUE! | 13.12 | Of area 3 sq. metres and below | item no.406 | 6 | each
13.13 | Taking out doors, windows and clerestory window shutters (steel or wood) including stacking within 50 metres lead : | item no.407 | [52 empty] | 13.13 | Taking out doors, windows and clerestory window shutters (steel or wood) including stacking within 50 metres lead : | item no.407
13.14 | Of area 3 sq. metres and below | item no.408 | 30 | each | 93.42 |  |  | Excess(+) | 1 | Full Conversion | INR | [40 empty] | #VALUE! | #VALUE! | #VALUE! | 13.14 | Of area 3 sq. metres and below | item no.408 | 30 | each
13.15 | Dismantling steel work in single sections including dismembering and stacking within 50 metres lead in: | item no.409 | [52 empty] | 13.15 | Dismantling steel work in single sections including dismembering and stacking within 50 metres lead in: | item no.409
13.16 | Channels, angles, tees and flats | item no.410 | 29.19 | kg | 1.49 |  |  | Excess(+) | 1 | Full Conversion | INR | [40 empty] | #VALUE! | #VALUE! | #VALUE! | 13.16 | Channels, angles, tees and flats | item no.410 | 29.19 | kg
13.17 | Dismantling steel work in built up sections in angles, tees, flats and channels including all gusset plates, bolts, nuts, cutting rivets, welding etc. including dismembering and stacking within 50 metres lead. | item no.411 | 7.28 | kg | 3.63 |  |  | Excess(+) | 1 | Full Conversion | INR | [40 empty] | #VALUE! | #VALUE! | #VALUE! | 13.17 | Dismantling steel work in built up sections in angles, tees, flats and channels including all gusset plates, bolts, nuts, cutting rivets, welding etc. including dismembering and stacking within 50 metres lead. | item no.411 | 7.28 | kg
13.18 | Dismantling steel work manually/ by mechanical means in built up sections without dismembering and stacking within 50 metres lead as per direction of Engineer-in-charge. | item no.412 | 5.81 | kg | 2.41 |  |  | Excess(+) | 1 | Full Conversion | INR | [40 empty] | #VALUE! | #VALUE! | #VALUE! | 13.18 | Dismantling steel work manually/ by mechanical means in built up sections without dismembering and stacking within 50 metres lead as per direction of Engineer-in-charge. | item no.412 | 5.81 | kg
13.19 | Dismantling tile work in floors and roofs laid in cement mortar including stacking material within 50 metres lead. | item no.413 | [52 empty] | 13.19 | Dismantling tile work in floors and roofs laid in cement mortar including stacking material within 50 metres lead. | item no.413
13.2 | For thickness of tiles 10 mm to 25 mm | item no.414 | 7.28 | sqm | 48.09 |  |  | Excess(+) | 1 | Full Conversion | INR | [40 empty] | #VALUE! | #VALUE! | #VALUE! | 13.2 | For thickness of tiles 10 mm to 25 mm | item no.414 | 7.28 | sqm
13.21 | For thickness of tiles above 25 mm and up to 40 mm | item no.415 | 2.94 | sqm | 75.14 |  |  | Excess(+) | 1 | Full Conversion | INR | [40 empty] | #VALUE! | #VALUE! | #VALUE! | 13.21 | For thickness of tiles above 25 mm and up to 40 mm | item no.415 | 2.94 | sqm
13.22 | Demolishing dry brick pitching in floors, drains etc. including stacking of serviceable material and disposal of unserviceable material within 50 metres lead : | item no.416 | 0.56 | cum | 824.63 |  |  | Excess(+) | 1 | Full Conversion | INR | [40 empty] | #VALUE! | #VALUE! | #VALUE! | 13.22 | Demolishing dry brick pitching in floors, drains etc. including stacking of serviceable material and disposal of unserviceable material within 50 metres lead : | item no.416 | 0.56 | cum
13.23 | Dismantling stone slab flooring laid in cement mortar including stacking of serviceable material and disposal of unserviceable material within 50 metres lead. | item no.417 | 0.56 | sqm | 166.85 |  |  | Excess(+) | 1 | Full Conversion | INR | [40 empty] | #VALUE! | #VALUE! | #VALUE! | 13.23 | Dismantling stone slab flooring laid in cement mortar including stacking of serviceable material and disposal of unserviceable material within 50 metres lead. | item no.417 | 0.56 | sqm
13.24 | Demolishing brick tile covering in terracing including stacking of serviceable material and disposal of unserviceable material within 50 metres lead. | item no.418 | 14.56 | sqm | 69.79 |  |  | Excess(+) | 1 | Full Conversion | INR | [40 empty] | #VALUE! | #VALUE! | #VALUE! | 13.24 | Demolishing brick tile covering in terracing including stacking of serviceable material and disposal of unserviceable material within 50 metres lead. | item no.418 | 14.56 | sqm
13.25 | Dismantling and stacking within 50 metres lead, fencing posts or struts including all earth work and dismantling of concrete etc. in base of: | item no.419 | [52 empty] | 13.25 | Dismantling and stacking within 50 metres lead, fencing posts or struts including all earth work and dismantling of concrete etc. in base of: | item no.419
13.26 | T' or 'L' iron or pipe | item no.420 | 1 | each | 149.27 |  |  | Excess(+) | 1 | Full Conversion | INR | [40 empty] | #VALUE! | #VALUE! | #VALUE! | 13.26 | T' or 'L' iron or pipe | item no.420 | 1 | each
13.27 | Dismantling barbed wire or flexible wire rope in fencing including making rolls and stacking within 50 metres lead. | item no.421 | 175 | kg | 23.01 |  |  | Excess(+) | 1 | Full Conversion | INR | [40 empty] | #VALUE! | #VALUE! | #VALUE! | 13.27 | Dismantling barbed wire or flexible wire rope in fencing including making rolls and stacking within 50 metres lead. | item no.421 | 175 | kg
13.28 | Dismantling G.I. pipes (external work) including excavation and refilling trenches after taking out the pipes, manually/ by mechanical means including stacking of pipes within 50 metres lead as per direction of Engineer-in-charge : | item no.422 | [52 empty] | 13.28 | Dismantling G.I. pipes (external work) including excavation and refilling trenches after taking out the pipes, manually/ by mechanical means including stacking of pipes within 50 metres lead as per direction of Engineer-in-charge : | item no.422
13.29 | 15 mm to 40 mm nominal bore | item no.423 | 5.81 | metre | 94.82 |  |  | Excess(+) | 1 | Full Conversion | INR | [40 empty] | #VALUE! | #VALUE! | #VALUE! | 13.29 | 15 mm to 40 mm nominal bore | item no.423 | 5.81 | metre
13.3 | Dismantling C.I. pipes including excavation and refilling trenches after taking out the pipes, manually/ by mechanical means breaking lead caulked joints, melting of lead and making into blocks including stacking of pipes & lead at site within 50 metre lead as per direction of Engineer-in-charge: | item no.424 | [52 empty] | 13.3 | Dismantling C.I. pipes including excavation and refilling trenches after taking out the pipes, manually/ by mechanical means breaking lead caulked joints, melting of lead and making into blocks including stacking of pipes & lead at site within 50 metre lead as per direction of Engineer-in-charge: | item no.424
13.31 | Up to 150 mm diameter | item no.425 | 1.47 | metre | 262.2 |  |  | Excess(+) | 1 | Full Conversion | INR | [40 empty] | #VALUE! | #VALUE! | #VALUE! | 13.31 | Up to 150 mm diameter | item no.425 | 1.47 | metre
13.32 | Dismantling of flushing cistern of all types (C.I./PVC/Vitrious China) including stacking of useful materials near the site and disposal of unserviceable materials within 50 metres lead. | item no.426 | 2 | each | 585.83 |  |  | Excess(+) | 1 | Full Conversion | INR | [40 empty] | #VALUE! | #VALUE! | #VALUE! | 13.32 | Dismantling of flushing cistern of all types (C.I./PVC/Vitrious China) including stacking of useful materials near the site and disposal of unserviceable materials within 50 metres lead. | item no.426 | 2 | each
13.33 | Dismantling old plaster or skirting raking out joints and cleaning the surface for plaster including disposal of rubbish to the dumping ground within 50 metres lead. | item no.427 | 58.31 | sqm | 34.19 |  |  | Excess(+) | 1 | Full Conversion | INR | [40 empty] | #VALUE! | #VALUE! | #VALUE! | 13.33 | Dismantling old plaster or skirting raking out joints and cleaning the surface for plaster including disposal of rubbish to the dumping ground within 50 metres lead. | item no.427 | 58.31 | sqm
13.34 | Demolishing R.C.C. work by mechanical means and stockpiling at designated locations and disposal of dismantled materials up to a lead of 1 kilometre, stacking serviceable and unserviceable material separately including cutting reinforcement bars. | item no.428 | 0.28 | cum | 1867.6 |  |  | Excess(+) | 1 | Full Conversion | INR | [40 empty] | #VALUE! | #VALUE! | #VALUE! | 13.34 | Demolishing R.C.C. work by mechanical means and stockpiling at designated locations and disposal of dismantled materials up to a lead of 1 kilometre, stacking serviceable and unserviceable material separately including cutting reinforcement bars. | item no.428 | 0.28 | cum
13.35 | Disposal of building rubbish / malba / similar unserviceable, dismantled or waste materials by mechanical means, including loading, transporting, unloading to approved municipal dumping ground or as approved by Engineer-in-charge, beyond 50 m initial lead, for all leads including all lifts involved. | item no.429 | 2.94 | cum | 121.74 |  |  | Excess(+) | 1 | Full Conversion | INR | [40 empty] | #VALUE! | #VALUE! | #VALUE! | 13.35 | Disposal of building rubbish / malba / similar unserviceable, dismantled or waste materials by mechanical means, including loading, transporting, unloading to approved municipal dumping ground or as approved by Engineer-in-charge, beyond 50 m initial lead, for all leads including all lifts involved. | item no.429 | 2.94 | cum
14 | ROAD WORK | item no.430 | [52 empty] | 14 | ROAD WORK | item no.430
14.01 | Fencing with angle iron post placed at required distance embedded in cement concrete blocks, every 15th post, last but one end post and corner post shall be strutted on both sides and end post on one side only and provided with horizontal lines and two diagonals interwoven with horizontal wires, of barbed wire weighing 9.38 kg per 100 m (minimum), between the two posts fitted and fixed with G.I. staples, turn buckles etc. complete. (Cost of posts, struts, earth work and concrete work to be paid for separately). Payment to be made per metre cost of total length of barbed wire used. | item no.431 | [52 empty] | 14.01 | Fencing with angle iron post placed at required distance embedded in cement concrete blocks, every 15th post, last but one end post and corner post shall be strutted on both sides and end post on one side only and provided with horizontal lines and two diagonals interwoven with horizontal wires, of barbed wire weighing 9.38 kg per 100 m (minimum), between the two posts fitted and fixed with G.I. staples, turn buckles etc. complete. (Cost of posts, struts, earth work and concrete work to be paid for separately). Payment to be made per metre cost of total length of barbed wire used. | item no.431
14.02 | With G.I. barbed wire | item no.432 | 6000 | metre | 16.7 |  |  | Excess(+) | 1 | Full Conversion | INR | [40 empty] | #VALUE! | #VALUE! | #VALUE! | 14.02 | With G.I. barbed wire | item no.432 | 6000 | metre
14.03 | Supplying at site Angle iron post & strut of required size including bottom to be split and bent at right angle in opposite direction for 10 cm length and drilling holes upto 10 mm dia. etc. complete. | item no.433 | 29.19 | kg | 81.01 |  |  | Excess(+) | 1 | Full Conversion | INR | [40 empty] | #VALUE! | #VALUE! | #VALUE! | 14.03 | Supplying at site Angle iron post & strut of required size including bottom to be split and bent at right angle in opposite direction for 10 cm length and drilling holes upto 10 mm dia. etc. complete. | item no.433 | 29.19 | kg
14.04 | Welded steel wire fabric fencing with posts of specified material and of standard design placed and embedded in cement concrete blocks 45x45x 60 cm of mix 1:5:10 (1 cement:5 fine sand : 10 graded stone aggregate 40 mm nominal size), every 15th post, last but one end post and corner post shall be strutted on both sides and end post on one side only and struts embedded in cement concrete blocks 70x45x50 cm of the same mix, provided with welded steel wire fabric fixed between the posts fitted and fixed with G.I. staples on wooden plugs or tied to 6 mm bar nibs with G.I. binding wire (cost of posts, welded steel wire fabric, painting, earth work in excavation and concrete to be paid for separately). | item no.434 | 1.47 | sqm | 44.71 |  |  | Excess(+) | 1 | Full Conversion | INR | [40 empty] | #VALUE! | #VALUE! | #VALUE! | 14.04 | Welded steel wire fabric fencing with posts of specified material and of standard design placed and embedded in cement concrete blocks 45x45x 60 cm of mix 1:5:10 (1 cement:5 fine sand : 10 graded stone aggregate 40 mm nominal size), every 15th post, last but one end post and corner post shall be strutted on both sides and end post on one side only and struts embedded in cement concrete blocks 70x45x50 cm of the same mix, provided with welded steel wire fabric fixed between the posts fitted and fixed with G.I. staples on wooden plugs or tied to 6 mm bar nibs with G.I. binding wire (cost of posts, welded steel wire fabric, painting, earth work in excavation and concrete to be paid for separately). | item no.434 | 1.47 | sqm
14.05 | Cement concrete 1:2:4 (1 cement : 2 coarse sand : 4 graded stone aggregate 40 mm nominal size) in pavements, laid to required slope and camber in panels as required including consolidation finishing and tamping complete. | item no.435 | 1.47 | cum | 5998.11 |  |  | Excess(+) | 1 | Full Conversion | INR | [40 empty] | #VALUE! | #VALUE! | #VALUE! | 14.05 | Cement concrete 1:2:4 (1 cement : 2 coarse sand : 4 graded stone aggregate 40 mm nominal size) in pavements, laid to required slope and camber in panels as required including consolidation finishing and tamping complete. | item no.435 | 1.47 | cum
14.06 | Providing and fixing in position pre-moulded joint filler in expansion joints. | item no.436 | 1.47 | per cm depth per cm width per metre length | 2.71 |  |  | Excess(+) | 1 | Full Conversion | INR | [40 empty] | #VALUE! | #VALUE! | #VALUE! | 14.06 | Providing and fixing in position pre-moulded joint filler in expansion joints. | item no.436 | 1.47 | per cm depth per cm width per metre length
14.07 | Providing and laying in position bitumen hot sealing compound for expansion joints etc. | item no.437 | [52 empty] | 14.07 | Providing and laying in position bitumen hot sealing compound for expansion joints etc. | item no.437
14.08 | Using grade 'A' sealing compound. | item no.438 | 1.47 | per cm depth per cm width per metre length | 2.89 |  |  | Excess(+) | 1 | Full Conversion | INR | [40 empty] | #VALUE! | #VALUE! | #VALUE! | 14.08 | Using grade 'A' sealing compound. | item no.438 | 1.47 | per cm depth per cm width per metre length
14.09 | Providing and fixing G.I. chain link fabric fencing of required width in mesh size 50x50 mm including strengthening with 2 mm dia wire or nuts, bolts and washers as required complete as per the direction of Engineer-in-charge. | item no.439 | [52 empty] | 14.09 | Providing and fixing G.I. chain link fabric fencing of required width in mesh size 50x50 mm including strengthening with 2 mm dia wire or nuts, bolts and washers as required complete as per the direction of Engineer-in-charge. | item no.439
14.1 | Made of G.I. wire of dia 4 mm | item no.440 | 0.56 | sqm | 698.99 |  |  | Excess(+) | 1 | Full Conversion | INR | [40 empty] | #VALUE! | #VALUE! | #VALUE! | 14.1 | Made of G.I. wire of dia 4 mm | item no.440 | 0.56 | sqm
14.11 | Providing and erecting 2.00 metre high temporary barricading at site; each panel of size 2.50mx2.00m made of 40x40x6mm angle iron or 50x50x3mm hollow MS tube posts/horizontal members/bracings covered with 1.63mm thick MS sheet. The sheet shall be fixed with 30x5mm MS flat by suitable welding/riveting. The panels shall be made so that gap of 50cm above the ground is available making overall height as 2.5m. MS channel ISLC 75 @ 5.70 kg/m, 50cm long shall be provided at the bottom having oval shaped holes of size 50x25mm at both ends with 50cm long MS angle 40x40x6mm bracing. Suitable arrangement shall be made to fix the barricading to avoid from overturning by providing 250mm long expansion fasteners at both ends. The work shall be executed as per drawing/direction of Engineer-in-Charge which includes writing and painting, arrangement for traffic diversion such as traffic signals during construction at site for day and night, glow lamps, reflective signs, marking, flags, caution tape as directed by the Engineer-in-Charge. The barricading provided shall be retained in position at site continuously i/c shifting of barricading from one location to another location as many times as required during the execution of the entire work till its completion. Rate include its maintenance for damages, painting, all incidentals, labour materials, equipments and works required to execute the job. The barricading shall not be removed without prior approval of Engineer-in-Charge. (Note :- One time payment shall be made for providing barricading from start of work till completion of work i/c shifting. The barricading provided shall remain to be the property of the contractor on completion of the work). | item no.441 | 0.28 | metre | 2250.5 |  |  | Excess(+) | 1 | Full Conversion | INR | [40 empty] | #VALUE! | #VALUE! | #VALUE! | 14.11 | Providing and erecting 2.00 metre high temporary barricading at site; each panel of size 2.50mx2.00m made of 40x40x6mm angle iron or 50x50x3mm hollow MS tube posts/horizontal members/bracings covered with 1.63mm thick MS sheet. The sheet shall be fixed with 30x5mm MS flat by suitable welding/riveting. The panels shall be made so that gap of 50cm above the ground is available making overall height as 2.5m. MS channel ISLC 75 @ 5.70 kg/m, 50cm long shall be provided at the bottom having oval shaped holes of size 50x25mm at both ends with 50cm long MS angle 40x40x6mm bracing. Suitable arrangement shall be made to fix the barricading to avoid from overturning by providing 250mm long expansion fasteners at both ends. The work shall be executed as per drawing/direction of Engineer-in-Charge which includes writing and painting, arrangement for traffic diversion such as traffic signals during construction at site for day and night, glow lamps, reflective signs, marking, flags, caution tape as directed by the Engineer-in-Charge. The barricading provided shall be retained in position at site continuously i/c shifting of barricading from one location to another location as many times as required during the execution of the entire work till its completion. Rate include its maintenance for damages, painting, all incidentals, labour materials, equipments and works required to execute the job. The barricading shall not be removed without prior approval of Engineer-in-Charge. (Note :- One time payment shall be made for providing barricading from start of work till completion of work i/c shifting. The barricading provided shall remain to be the property of the contractor on completion of the work). | item no.441 | 0.28 | metre
15 | SANITARY INSTALLATIONS | item no.442 | [52 empty] | 15 | SANITARY INSTALLATIONS | item no.442
15.001 | Providing and fixing water closet squatting pan (Indian type W.C. pan ) with 100 mm sand cast Iron P or S trap, 10 litre low level white P.V.C. flushing cistern, including flush pipe, with manually controlled device (handle lever) conforming to IS : 7231, with all fittings and fixtures complete, including cutting and making good the walls and floors wherever required: | item no.443 | [52 empty] | 15.001 | Providing and fixing water closet squatting pan (Indian type W.C. pan ) with 100 mm sand cast Iron P or S trap, 10 litre low level white P.V.C. flushing cistern, including flush pipe, with manually controlled device (handle lever) conforming to IS : 7231, with all fittings and fixtures complete, including cutting and making good the walls and floors wherever required: | item no.443
15.002 | White Vitreous china Orissa pattern W.C. pan of size 580x440 mm with integral type foot rests | item no.444 | 2 | each | 4753.61 |  |  | Excess(+) | 1 | Full Conversion | INR | [40 empty] | #VALUE! | #VALUE! | #VALUE! | 15.002 | White Vitreous china Orissa pattern W.C. pan of size 580x440 mm with integral type foot rests | item no.444 | 2 | each
15.003 | Providing and fixing white vitreous china pedestal type water closet (European type W.C. pan) with seat and lid, 10 litre low level white P.V.C. flushing cistern, including flush pipe, with manually controlled device (handle lever), conforming to IS : 7231, with all fittings and fixtures complete, including cutting and making good the walls and floors wherever required : | item no.445 | [52 empty] | 15.003 | Providing and fixing white vitreous china pedestal type water closet (European type W.C. pan) with seat and lid, 10 litre low level white P.V.C. flushing cistern, including flush pipe, with manually controlled device (handle lever), conforming to IS : 7231, with all fittings and fixtures complete, including cutting and making good the walls and floors wherever required : | item no.445
15.004 | W.C. pan with ISI marked white solid plastic seat and lid | item no.446 | 2 | each | 4612.84 |  |  | Excess(+) | 1 | Full Conversion | INR | [40 empty] | #VALUE! | #VALUE! | #VALUE! | 15.004 | W.C. pan with ISI marked white solid plastic seat and lid | item no.446 | 2 | each
15.005 | W.C. pan with ISI marked black solid plastic seat and lid | item no.447 | 1 | each | 4507.27 |  |  | Excess(+) | 1 | Full Conversion | INR | [40 empty] | #VALUE! | #VALUE! | #VALUE! | 15.005 | W.C. pan with ISI marked black solid plastic seat and lid | item no.447 | 1 | each
15.006 | Providing and fixing white vitreous china flat back or wall corner type lipped front urinal basin of 430x260x350 mm and 340x410x265 mm sizes respectively with automatic flushing cistern with standard flush pipe and C.P. brass spreaders with brass unions and G.I clamps complete, including painting of fittings and brackets, cutting and making good the walls and floors wherever required : | item no.448 | [52 empty] | 15.006 | Providing and fixing white vitreous china flat back or wall corner type lipped front urinal basin of 430x260x350 mm and 340x410x265 mm sizes respectively with automatic flushing cistern with standard flush pipe and C.P. brass spreaders with brass unions and G.I clamps complete, including painting of fittings and brackets, cutting and making good the walls and floors wherever required : | item no.448
15.007 | One urinal basin with 5 litre white P.V.C. automatic flushing cistern | item no.449 | 1 | each | 4368.47 |  |  | Excess(+) | 1 | Full Conversion | INR | [40 empty] | #VALUE! | #VALUE! | #VALUE! | 15.007 | One urinal basin with 5 litre white P.V.C. automatic flushing cistern | item no.449 | 1 | each
15.008 | Providing and fixing white vitreous china flat back half stall urinal of size 580x380x350 mm with white PVC automatic flushing cistern, with fittings, standard size C.P. brass flush pipe, spreaders with unions and clamps (all in C.P. brass) with waste fitting as per IS : 2556, C.I. trap with outlet grating and other couplings in C.P. brass, including painting of fittings and cutting and making good the walls and floors wherever required : | item no.450 | [52 empty] | 15.008 | Providing and fixing white vitreous china flat back half stall urinal of size 580x380x350 mm with white PVC automatic flushing cistern, with fittings, standard size C.P. brass flush pipe, spreaders with unions and clamps (all in C.P. brass) with waste fitting as per IS : 2556, C.I. trap with outlet grating and other couplings in C.P. brass, including painting of fittings and cutting and making good the walls and floors wherever required : | item no.450
15.009 | Single half stall urinal with 5 litre P.V.C. automatic flushing cistern | item no.451 | 1 | each | 8207.45 |  |  | Excess(+) | 1 | Full Conversion | INR | [40 empty] | #VALUE! | #VALUE! | #VALUE! | 15.009 | Single half stall urinal with 5 litre P.V.C. automatic flushing cistern | item no.451 | 1 | each
15.01 | Providing and fixing wash basin with C.I. brackets, 15 mm C.P. brass pillar taps, 32 mm C.P. brass waste of standard pattern, including painting of fittings and brackets, cutting and making good the walls wherever require: | item no.452 | [52 empty] | 15.01 | Providing and fixing wash basin with C.I. brackets, 15 mm C.P. brass pillar taps, 32 mm C.P. brass waste of standard pattern, including painting of fittings and brackets, cutting and making good the walls wherever require: | item no.452
15.011 | White Vitreous China Wash basin size 550x400 mm with a pair of 15 mm C.P. brass pillar taps | item no.453 | 1 | each | 2496.18 |  |  | Excess(+) | 1 | Full Conversion | INR | [40 empty] | #VALUE! | #VALUE! | #VALUE! | 15.011 | White Vitreous China Wash basin size 550x400 mm with a pair of 15 mm C.P. brass pillar taps | item no.453 | 1 | each
15.012 | White Vitreous China Flat back wash basin size 550x 400 mm with single 15 mm C.P. brass pillar tap | item no.454 | 1 | each | 2201.18 |  |  | Excess(+) | 1 | Full Conversion | INR | [40 empty] | #VALUE! | #VALUE! | #VALUE! | 15.012 | White Vitreous China Flat back wash basin size 550x 400 mm with single 15 mm C.P. brass pillar tap | item no.454 | 1 | each
15.013 | Providing and fixing wash basin with C.I. brackets, 15 mm dia CP Brass single hole basin mixer of approved quality and make, including painting of fittings and brackets, cutting and making good the walls wherever required:- (a) White Vitreous China Wash basin size 550x400 mm with a 15 mm CP Brass single hole basin mixer | item no.455 | 1 | each | 3861.28 |  |  | Excess(+) | 1 | Full Conversion | INR | [40 empty] | #VALUE! | #VALUE! | #VALUE! | 15.013 | Providing and fixing wash basin with C.I. brackets, 15 mm dia CP Brass single hole basin mixer of approved quality and make, including painting of fittings and brackets, cutting and making good the walls wherever required:- (a) White Vitreous China Wash basin size 550x400 mm with a 15 mm CP Brass single hole basin mixer | item no.455 | 1 | each
15.014 | Providing and fixing Stainless Steel A ISI 304 (18/8) kitchen sink as per IS:13983 with C.I. brackets and stainless steel plug 40 mm, including painting of fittings and brackets, cutting and making good the walls wherever required : | item no.456 | [52 empty] | 15.014 | Providing and fixing Stainless Steel A ISI 304 (18/8) kitchen sink as per IS:13983 with C.I. brackets and stainless steel plug 40 mm, including painting of fittings and brackets, cutting and making good the walls wherever required : | item no.456
15.015 | Kitchen sink with drain board | item no.457 | [52 empty] | 15.015 | Kitchen sink with drain board | item no.457
15.016 | 510x1040 mm bowl depth 250 mm | item no.458 | 1 | each | 4520.78 |  |  | Excess(+) | 1 | Full Conversion | INR | [40 empty] | #VALUE! | #VALUE! | #VALUE! | 15.016 | 510x1040 mm bowl depth 250 mm | item no.458 | 1 | each
15.017 | 510x1040 mm bowl depth 225 mm | item no.459 | 1 | each | 5130.81 |  |  | Excess(+) | 1 | Full Conversion | INR | [40 empty] | #VALUE! | #VALUE! | #VALUE! | 15.017 | 510x1040 mm bowl depth 225 mm | item no.459 | 1 | each
15.018 | 510x1040 mm bowl depth 200 mm | item no.460 | 1 | each | 4896.18 |  |  | Excess(+) | 1 | Full Conversion | INR | [40 empty] | #VALUE! | #VALUE! | #VALUE! | 15.018 | 510x1040 mm bowl depth 200 mm | item no.460 | 1 | each
15.019 | Providing and fixing white vitreous china water closet squatting pan (Indian type) : | item no.461 | [52 empty] | 15.019 | Providing and fixing white vitreous china water closet squatting pan (Indian type) : | item no.461
15.02 | Long pattern W.C. pan of size 580 mm | item no.462 | 1 | each | 1351.2 |  |  | Excess(+) | 1 | Full Conversion | INR | [40 empty] | #VALUE! | #VALUE! | #VALUE! | 15.02 | Long pattern W.C. pan of size 580 mm | item no.462 | 1 | each
15.021 | Orissa pattern W.C. pan of size 580x440 mm | item no.463 | 1 | each | 2231.03 |  |  | Excess(+) | 1 | Full Conversion | INR | [40 empty] | #VALUE! | #VALUE! | #VALUE! | 15.021 | Orissa pattern W.C. pan of size 580x440 mm | item no.463 | 1 | each
15.022 | Providing and fixing white vitreous china pedestal type (European type/ wash down type) water closet pan. | item no.464 | 2 | each | 1996.44 |  |  | Excess(+) | 1 | Full Conversion | INR | [40 empty] | #VALUE! | #VALUE! | #VALUE! | 15.022 | Providing and fixing white vitreous china pedestal type (European type/ wash down type) water closet pan. | item no.464 | 2 | each
15.023 | Providing and fixing 8 mm dia C.P. / S.S. Jet with flexible tube upto 1 metre long with S.S. triangular plate to Eureopean type W.C. of quality and make as approved by Engineer - in - charge. | item no.465 | 2 | each | 260.89 |  |  | Excess(+) | 1 | Full Conversion | INR | [40 empty] | #VALUE! | #VALUE! | #VALUE! | 15.023 | Providing and fixing 8 mm dia C.P. / S.S. Jet with flexible tube upto 1 metre long with S.S. triangular plate to Eureopean type W.C. of quality and make as approved by Engineer - in - charge. | item no.465 | 2 | each
15.024 | Providing and fixing a pair of white vitreous china foot rests of standard pattern for squatting pan water closet : | item no.466 | [52 empty] | 15.024 | Providing and fixing a pair of white vitreous china foot rests of standard pattern for squatting pan water closet : | item no.466
15.025 | 250x130x30 mm | item no.467 | 1 | pair | 188.16 |  |  | Excess(+) | 1 | Full Conversion | INR | [40 empty] | #VALUE! | #VALUE! | #VALUE! | 15.025 | 250x130x30 mm | item no.467 | 1 | pair
15.026 | Providing and fixing P.V.C. low level flushing cistern with manually controlled device (handle lever) conforming to IS : 7231, with all fittings and fixtures complete. | item no.468 | [52 empty] | 15.026 | Providing and fixing P.V.C. low level flushing cistern with manually controlled device (handle lever) conforming to IS : 7231, with all fittings and fixtures complete. | item no.468
15.027 | 10 litre capacity - White | item no.469 | 3 | each | 876.76 |  |  | Excess(+) | 1 | Full Conversion | INR | [40 empty] | #VALUE! | #VALUE! | #VALUE! | 15.027 | 10 litre capacity - White | item no.469 | 3 | each
15.028 | Providing and fixing solid plastic seat with lid for pedestal type W.C. pan complete : | item no.470 | [52 empty] | 15.028 | Providing and fixing solid plastic seat with lid for pedestal type W.C. pan complete : | item no.470
15.029 | White solid plastic seat with lid | item no.471 | 3 | each | 500.65 |  |  | Excess(+) | 1 | Full Conversion | INR | [40 empty] | #VALUE! | #VALUE! | #VALUE! | 15.029 | White solid plastic seat with lid | item no.471 | 3 | each
15.03 | Black solid plastic seat with lid | item no.472 | 1 | each | 395.08 |  |  | Excess(+) | 1 | Full Conversion | INR | [40 empty] | #VALUE! | #VALUE! | #VALUE! | 15.03 | Black solid plastic seat with lid | item no.472 | 1 | each
15.031 | Providing and fixing G.I. inlet connection for flush pipe connecting with W.C. pan. | item no.473 | 2 | each | 101.79 |  |  | Excess(+) | 1 | Full Conversion | INR | [40 empty] | #VALUE! | #VALUE! | #VALUE! | 15.031 | Providing and fixing G.I. inlet connection for flush pipe connecting with W.C. pan. | item no.473 | 2 | each
15.032 | Providing and fixing CP Brass 32mm size Bottle Trap of approved quality & make and as per the direction of Engineer-in-charge. | item no.474 | 4 | each | 774.26 |  |  | Excess(+) | 1 | Full Conversion | INR | [40 empty] | #VALUE! | #VALUE! | #VALUE! | 15.032 | Providing and fixing CP Brass 32mm size Bottle Trap of approved quality & make and as per the direction of Engineer-in-charge. | item no.474 | 4 | each
15.033 | Providing and fixing CP Brass Single lever telephonic wall mixer of quality & make as approved by Engineer in charge. (a) 15 mm nominal dia | item no.475 | 4 | each | 5360.45 |  |  | Excess(+) | 1 | Full Conversion | INR | [40 empty] | #VALUE! | #VALUE! | #VALUE! | 15.033 | Providing and fixing CP Brass Single lever telephonic wall mixer of quality & make as approved by Engineer in charge. (a) 15 mm nominal dia | item no.475 | 4 | each
15.034 | Providing and fixing white vitreous china flat back or wall corner type lipped front urinal basin of 430x260x350 mm or 340x410x265 mm sizes respectively. | item no.476 | 1 | each | 1139.63 |  |  | Excess(+) | 1 | Full Conversion | INR | [40 empty] | #VALUE! | #VALUE! | #VALUE! | 15.034 | Providing and fixing white vitreous china flat back or wall corner type lipped front urinal basin of 430x260x350 mm or 340x410x265 mm sizes respectively. | item no.476 | 1 | each
15.035 | Providing and fixing white vitreous china wash basin including making all connections but excluding the cost of fittings : | item no.477 | [52 empty] | 15.035 | Providing and fixing white vitreous china wash basin including making all connections but excluding the cost of fittings : | item no.477
15.036 | Flat back wash basin of size 630x450 mm | item no.478 | 1 | each | 999.03 |  |  | Excess(+) | 1 | Full Conversion | INR | [40 empty] | #VALUE! | #VALUE! | #VALUE! | 15.036 | Flat back wash basin of size 630x450 mm | item no.478 | 1 | each
15.037 | Flat back wash basin of size 550x400 mm | item no.479 | 6 | each | 787.9 |  |  | Excess(+) | 1 | Full Conversion | INR | [40 empty] | #VALUE! | #VALUE! | #VALUE! | 15.037 | Flat back wash basin of size 550x400 mm | item no.479 | 6 | each
15.038 | Flat back wash basin of size 450x300 mm | item no.480 | 1 | each | 512.18 |  |  | Excess(+) | 1 | Full Conversion | INR | [40 empty] | #VALUE! | #VALUE! | #VALUE! | 15.038 | Flat back wash basin of size 450x300 mm | item no.480 | 1 | each
15.039 | Providing and fixing white vitreous china laboratory sink including making all connections excluding cost of fittings : | item no.481 | [52 empty] | 15.039 | Providing and fixing white vitreous china laboratory sink including making all connections excluding cost of fittings : | item no.481
15.04 | Size 450x300x150 mm | item no.482 | 1 | each | 1879.83 |  |  | Excess(+) | 1 | Full Conversion | INR | [40 empty] | #VALUE! | #VALUE! | #VALUE! | 15.04 | Size 450x300x150 mm | item no.482 | 1 | each
15.041 | Size 600x450x200 mm | item no.483 | 1 | each | 3052.95 |  |  | Excess(+) | 1 | Full Conversion | INR | [40 empty] | #VALUE! | #VALUE! | #VALUE! | 15.041 | Size 600x450x200 mm | item no.483 | 1 | each
15.042 | Providing and fixing P.V.C. waste pipe for sink or wash basin including P.V.C. waste fittings complete. | item no.484 | [52 empty] | 15.042 | Providing and fixing P.V.C. waste pipe for sink or wash basin including P.V.C. waste fittings complete. | item no.484
15.043 | Semi rigid pipe | item no.485 | [52 empty] | 15.043 | Semi rigid pipe | item no.485
15.044 | 32 mm dia | item no.486 | 1 | each | 76.89 |  |  | Excess(+) | 1 | Full Conversion | INR | [40 empty] | #VALUE! | #VALUE! | #VALUE! | 15.044 | 32 mm dia | item no.486 | 1 | each
15.045 | 40 mm dia | item no.487 | 3 | each | 86.27 |  |  | Excess(+) | 1 | Full Conversion | INR | [40 empty] | #VALUE! | #VALUE! | #VALUE! | 15.045 | 40 mm dia | item no.487 | 3 | each
15.046 | Flexible pipe | item no.488 | [52 empty] | 15.046 | Flexible pipe | item no.488
15.047 | 32 mm dia | item no.489 | 2 | each | 88.64 |  |  | Excess(+) | 1 | Full Conversion | INR | [40 empty] | #VALUE! | #VALUE! | #VALUE! | 15.047 | 32 mm dia | item no.489 | 2 | each
15.048 | 40 mm dia | item no.490 | 3 | each | 88.64 |  |  | Excess(+) | 1 | Full Conversion | INR | [40 empty] | #VALUE! | #VALUE! | #VALUE! | 15.048 | 40 mm dia | item no.490 | 3 | each
15.049 | Providing and fixing 600x450 mm beveled edge mirror of superior glass (of approved quality) complete with 6 mm thick hard board ground fixed to wooden cleats with C.P. brass screws and washers complete. | item no.491 | 10 | each | 1124.98 |  |  | Excess(+) | 1 | Full Conversion | INR | [40 empty] | #VALUE! | #VALUE! | #VALUE! | 15.049 | Providing and fixing 600x450 mm beveled edge mirror of superior glass (of approved quality) complete with 6 mm thick hard board ground fixed to wooden cleats with C.P. brass screws and washers complete. | item no.491 | 10 | each
15.05 | Providing and fixing mirror of superior glass (of approved quality) and of required shape and size with plastic moulded frame of approved make and shade with 6 mm thick hard board backing : | item no.492 | [52 empty] | 15.05 | Providing and fixing mirror of superior glass (of approved quality) and of required shape and size with plastic moulded frame of approved make and shade with 6 mm thick hard board backing : | item no.492
15.051 | Rectangular shape 1500x450 mm | item no.493 | 2 | each | 1566.46 |  |  | Excess(+) | 1 | Full Conversion | INR | [40 empty] | #VALUE! | #VALUE! | #VALUE! | 15.051 | Rectangular shape 1500x450 mm | item no.493 | 2 | each
15.052 | Providing and fixing 600x120x5 mm glass shelf with edges round off, supported on anodised aluminium angle frame with C.P. brass brackets and guard rail complete fixed with 40 mm long screws, rawl plugs etc., complete. | item no.494 | 1 | each | 738.09 |  |  | Excess(+) | 1 | Full Conversion | INR | [40 empty] | #VALUE! | #VALUE! | #VALUE! | 15.052 | Providing and fixing 600x120x5 mm glass shelf with edges round off, supported on anodised aluminium angle frame with C.P. brass brackets and guard rail complete fixed with 40 mm long screws, rawl plugs etc., complete. | item no.494 | 1 | each
15.053 | Providing and fixing toilet paper holder : | item no.495 | [52 empty] | 15.053 | Providing and fixing toilet paper holder : | item no.495
15.054 | C.P. brass | item no.496 | 6 | each | 511.83 |  |  | Excess(+) | 1 | Full Conversion | INR | [40 empty] | #VALUE! | #VALUE! | #VALUE! | 15.054 | C.P. brass | item no.496 | 6 | each
15.055 | Providing and fixing soil, waste and vent pipes : | item no.497 | [52 empty] | 15.055 | Providing and fixing soil, waste and vent pipes : | item no.497
15.056 | 100 mm dia | item no.498 | [52 empty] | 15.056 | 100 mm dia | item no.498
15.057 | Sand cast iron S&S pipe as per IS: 1729 | item no.499 | 10 | metre | 883.99 |  |  | Excess(+) | 1 | Full Conversion | INR | [40 empty] | #VALUE! | #VALUE! | #VALUE! | 15.057 | Sand cast iron S&S pipe as per IS: 1729 | item no.499 | 10 | metre
15.058 | Centrifugally cast (spun) iron socket & spigot (S&S) pipe as per IS: 3989 | item no.500 | 1 | metre | 957.65 |  |  | Excess(+) | 1 | Full Conversion | INR | [40 empty] | #VALUE! | #VALUE! | #VALUE! | 15.058 | Centrifugally cast (spun) iron socket & spigot (S&S) pipe as per IS: 3989 | item no.500 | 1 | metre
15.059 | 75 mm diameter : | item no.501 | [52 empty] | 15.059 | 75 mm diameter : | item no.501
15.06 | Sand cast iron S&S pipe as per IS: 1729 | item no.502 | 5 | metre | 809.51 |  |  | Excess(+) | 1 | Full Conversion | INR | [40 empty] | #VALUE! | #VALUE! | #VALUE! | 15.06 | Sand cast iron S&S pipe as per IS: 1729 | item no.502 | 5 | metre
15.061 | Centrifugally cast (spun) iron socketed pipe as per IS: 3989 | item no.503 | 1 | metre | 869.83 |  |  | Excess(+) | 1 | Full Conversion | INR | [40 empty] | #VALUE! | #VALUE! | #VALUE! | 15.061 | Centrifugally cast (spun) iron socketed pipe as per IS: 3989 | item no.503 | 1 | metre
15.062 | Providing and filling the joints with spun yarn, cement slurry and cement mortar 1:2 ( 1 cement : 2 fine sand) in S.C.I./ C.I. Pipes : | item no.504 | [52 empty] | 15.062 | Providing and filling the joints with spun yarn, cement slurry and cement mortar 1:2 ( 1 cement : 2 fine sand) in S.C.I./ C.I. Pipes : | item no.504
15.063 | 75 mm dia pipe | item no.505 | 2 | each | 110.47 |  |  | Excess(+) | 1 | Full Conversion | INR | [40 empty] | #VALUE! | #VALUE! | #VALUE! | 15.063 | 75 mm dia pipe | item no.505 | 2 | each
15.064 | 100 mm dia pipe | item no.506 | 1 | each | 130.16 |  |  | Excess(+) | 1 | Full Conversion | INR | [40 empty] | #VALUE! | #VALUE! | #VALUE! | 15.064 | 100 mm dia pipe | item no.506 | 1 | each
15.065 | Providing and fixing M.S. holder-bat clamps of approved design to Sand Cast iron/cast iron (spun) pipe embedded in and including cement concrete blocks 10x10x10 cm of 1:2:4 mix (1 cement : 2 coarse sand : 4 graded stone aggregate 20 mm nominal size), including cost of cutting holes and making good the walls etc. : | item no.507 | [52 empty] | 15.065 | Providing and fixing M.S. holder-bat clamps of approved design to Sand Cast iron/cast iron (spun) pipe embedded in and including cement concrete blocks 10x10x10 cm of 1:2:4 mix (1 cement : 2 coarse sand : 4 graded stone aggregate 20 mm nominal size), including cost of cutting holes and making good the walls etc. : | item no.507
15.066 | For 100 mm dia pipe | item no.508 | 3 | each | 252.03 |  |  | Excess(+) | 1 | Full Conversion | INR | [40 empty] | #VALUE! | #VALUE! | #VALUE! | 15.066 | For 100 mm dia pipe | item no.508 | 3 | each
15.067 | For 75 mm dia pipe | item no.509 | 1 | each | 248.48 |  |  | Excess(+) | 1 | Full Conversion | INR | [40 empty] | #VALUE! | #VALUE! | #VALUE! | 15.067 | For 75 mm dia pipe | item no.509 | 1 | each
15.068 | Providing and fixing bend of required degree with access door, insertion rubber washer 3 mm thick, bolts and nuts complete. | item no.510 | [52 empty] | 15.068 | Providing and fixing bend of required degree with access door, insertion rubber washer 3 mm thick, bolts and nuts complete. | item no.510
15.069 | 100 mm dia | item no.511 | [52 empty] | 15.069 | 100 mm dia | item no.511
15.07 | Sand cast iron S&S as per IS - 1729 | item no.512 | 2 | each | 404.77 |  |  | Excess(+) | 1 | Full Conversion | INR | [40 empty] | #VALUE! | #VALUE! | #VALUE! | 15.07 | Sand cast iron S&S as per IS - 1729 | item no.512 | 2 | each
15.071 | Sand cast iron S&S as per IS - 3989 | item no.513 | 1 | each | 404.77 |  |  | Excess(+) | 1 | Full Conversion | INR | [40 empty] | #VALUE! | #VALUE! | #VALUE! | 15.071 | Sand cast iron S&S as per IS - 3989 | item no.513 | 1 | each
15.072 | 75 mm dia | item no.514 | [52 empty] | 15.072 | 75 mm dia | item no.514
15.073 | Sand cast iron S&S as per IS - 1729 | item no.515 | 1 | each | 325.64 |  |  | Excess(+) | 1 | Full Conversion | INR | [40 empty] | #VALUE! | #VALUE! | #VALUE! | 15.073 | Sand cast iron S&S as per IS - 1729 | item no.515 | 1 | each
15.074 | Sand cast iron S&S as per IS- 3989 | item no.516 | 1 | each | 337.35 |  |  | Excess(+) | 1 | Full Conversion | INR | [40 empty] | #VALUE! | #VALUE! | #VALUE! | 15.074 | Sand cast iron S&S as per IS- 3989 | item no.516 | 1 | each
15.075 | Providing and fixing plain bend of required degree. | item no.517 | [52 empty] | 15.075 | Providing and fixing plain bend of required degree. | item no.517
15.076 | 100 mm dia | item no.518 | [52 empty] | 15.076 | 100 mm dia | item no.518
15.077 | Sand cast iron S&S as per IS - 1729 | item no.519 | 4 | each | 334.37 |  |  | Excess(+) | 1 | Full Conversion | INR | [40 empty] | #VALUE! | #VALUE! | #VALUE! | 15.077 | Sand cast iron S&S as per IS - 1729 | item no.519 | 4 | each
15.078 | Sand cast iron S&S as per IS : 3989 | item no.520 | 4 | each | 342.61 |  |  | Excess(+) | 1 | Full Conversion | INR | [40 empty] | #VALUE! | #VALUE! | #VALUE! | 15.078 | Sand cast iron S&S as per IS : 3989 | item no.520 | 4 | each
15.079 | 75 mm dia | item no.521 | [52 empty] | 15.079 | 75 mm dia | item no.521
15.08 | Sand cast iron S&S as per IS -1729 | item no.522 | 1 | each | 271.67 |  |  | Excess(+) | 1 | Full Conversion | INR | [40 empty] | #VALUE! | #VALUE! | #VALUE! | 15.08 | Sand cast iron S&S as per IS -1729 | item no.522 | 1 | each
15.081 | Sand cast iron S&S as per IS - 3989 | item no.523 | 1 | each | 254.05 |  |  | Excess(+) | 1 | Full Conversion | INR | [40 empty] | #VALUE! | #VALUE! | #VALUE! | 15.081 | Sand cast iron S&S as per IS - 3989 | item no.523 | 1 | each
15.082 | Providing and fixing heel rest sanitary bend | item no.524 | [52 empty] | 15.082 | Providing and fixing heel rest sanitary bend | item no.524
15.083 | 100 mm dia | item no.525 | [52 empty] | 15.083 | 100 mm dia | item no.525
15.084 | Sand cast iron S&S as per IS - 1729 | item no.526 | 1 | each | 438.79 |  |  | Excess(+) | 1 | Full Conversion | INR | [40 empty] | #VALUE! | #VALUE! | #VALUE! | 15.084 | Sand cast iron S&S as per IS - 1729 | item no.526 | 1 | each
15.085 | Sand cast iron S&S as per IS - 3989 | item no.527 | 1 | each | 378.95 |  |  | Excess(+) | 1 | Full Conversion | INR | [40 empty] | #VALUE! | #VALUE! | #VALUE! | 15.085 | Sand cast iron S&S as per IS - 3989 | item no.527 | 1 | each
15.086 | 75 mm dia | item no.528 | [52 empty] | 15.086 | 75 mm dia | item no.528
15.087 | Sand cast iron S&S as per IS - 1729 | item no.529 | 1 | each | 346.73 |  |  | Excess(+) | 1 | Full Conversion | INR | [40 empty] | #VALUE! | #VALUE! | #VALUE! | 15.087 | Sand cast iron S&S as per IS - 1729 | item no.529 | 1 | each
15.088 | Sand cast iron S&S as per IS - 3989 | item no.530 | 1 | each | 318.58 |  |  | Excess(+) | 1 | Full Conversion | INR | [40 empty] | #VALUE! | #VALUE! | #VALUE! | 15.088 | Sand cast iron S&S as per IS - 3989 | item no.530 | 1 | each
15.089 | Providing and fixing double equal junction of required degree with access door, insertion rubber washer 3 mm thick, bolts and nuts complete : | item no.531 | [52 empty] | 15.089 | Providing and fixing double equal junction of required degree with access door, insertion rubber washer 3 mm thick, bolts and nuts complete : | item no.531
15.09 | 100x100x100x100 mm | item no.532 | [52 empty] | 15.09 | 100x100x100x100 mm | item no.532
15.091 | Sand cast iron S&S as per IS - 1729 | item no.533 | 1 | each | 891.31 |  |  | Excess(+) | 1 | Full Conversion | INR | [40 empty] | #VALUE! | #VALUE! | #VALUE! | 15.091 | Sand cast iron S&S as per IS - 1729 | item no.533 | 1 | each
15.092 | 75x75x75x75 mm | item no.534 | [52 empty] | 15.092 | 75x75x75x75 mm | item no.534
15.093 | Sand cast iron S&S as per IS - 1729 | item no.535 | 1 | each | 630.64 |  |  | Excess(+) | 1 | Full Conversion | INR | [40 empty] | #VALUE! | #VALUE! | #VALUE! | 15.093 | Sand cast iron S&S as per IS - 1729 | item no.535 | 1 | each
15.094 | Providing and fixing double equal plain junction of required degree. | item no.536 | [52 empty] | 15.094 | Providing and fixing double equal plain junction of required degree. | item no.536
15.095 | 100x100x100x100 mm | item no.537 | [52 empty] | 15.095 | 100x100x100x100 mm | item no.537
15.096 | Sand cast iron S&S as per IS - 1729 | item no.538 | 1 | each | 723.84 |  |  | Excess(+) | 1 | Full Conversion | INR | [40 empty] | #VALUE! | #VALUE! | #VALUE! | 15.096 | Sand cast iron S&S as per IS - 1729 | item no.538 | 1 | each
15.097 | 75x75x75x75 mm | item no.539 | [52 empty] | 15.097 | 75x75x75x75 mm | item no.539
15.098 | Sand cast iron S&S as per IS - 1729 | item no.540 | 1 | each | 473.43 |  |  | Excess(+) | 1 | Full Conversion | INR | [40 empty] | #VALUE! | #VALUE! | #VALUE! | 15.098 | Sand cast iron S&S as per IS - 1729 | item no.540 | 1 | each
15.099 | Providing and fixing single equal plain junction of required degree with access door, insertion rubber washer 3 mm thick, bolts and nuts complete. | item no.541 | [52 empty] | 15.099 | Providing and fixing single equal plain junction of required degree with access door, insertion rubber washer 3 mm thick, bolts and nuts complete. | item no.541
15.1 | 100x100x100 mm | item no.542 | [52 empty] | 15.1 | 100x100x100 mm | item no.542
15.101 | Sand cast iron S&S as per IS - 1729 | item no.543 | 5 | each | 527.97 |  |  | Excess(+) | 1 | Full Conversion | INR | [40 empty] | #VALUE! | #VALUE! | #VALUE! | 15.101 | Sand cast iron S&S as per IS - 1729 | item no.543 | 5 | each
15.102 | Sand cast iron S&S as per IS - 3989 | item no.544 | 1 | each | 633.53 |  |  | Excess(+) | 1 | Full Conversion | INR | [40 empty] | #VALUE! | #VALUE! | #VALUE! | 15.102 | Sand cast iron S&S as per IS - 3989 | item no.544 | 1 | each
15.103 | 75x75x75 mm | item no.545 | [52 empty] | 15.103 | 75x75x75 mm | item no.545
15.104 | Sand cast iron S&S as per IS - 1729 | item no.546 | 1 | each | 419.46 |  |  | Excess(+) | 1 | Full Conversion | INR | [40 empty] | #VALUE! | #VALUE! | #VALUE! | 15.104 | Sand cast iron S&S as per IS - 1729 | item no.546 | 1 | each
15.105 | Sand cast iron S&S as per IS - 3989 | item no.547 | 1 | each | 481.67 |  |  | Excess(+) | 1 | Full Conversion | INR | [40 empty] | #VALUE! | #VALUE! | #VALUE! | 15.105 | Sand cast iron S&S as per IS - 3989 | item no.547 | 1 | each
15.106 | Providing and fixing single equal plain junction of required degree : | item no.548 | [52 empty] | 15.106 | Providing and fixing single equal plain junction of required degree : | item no.548
15.107 | 100x100x100 mm | item no.549 | [52 empty] | 15.107 | 100x100x100 mm | item no.549
15.108 | Sand cast iron S&S as per IS - 1729 | item no.550 | 2 | each | 454.05 |  |  | Excess(+) | 1 | Full Conversion | INR | [40 empty] | #VALUE! | #VALUE! | #VALUE! | 15.108 | Sand cast iron S&S as per IS - 1729 | item no.550 | 2 | each
15.109 | Sand cast iron S&S as per IS - 3989 | item no.551 | 1 | each | 585.44 |  |  | Excess(+) | 1 | Full Conversion | INR | [40 empty] | #VALUE! | #VALUE! | #VALUE! | 15.109 | Sand cast iron S&S as per IS - 3989 | item no.551 | 1 | each
15.11 | 75x75x75 mm | item no.552 | [52 empty] | 15.11 | 75x75x75 mm | item no.552
15.111 | Sand cast iron S&S as per IS - 1729 | item no.553 | 1 | each | 351.42 |  |  | Excess(+) | 1 | Full Conversion | INR | [40 empty] | #VALUE! | #VALUE! | #VALUE! | 15.111 | Sand cast iron S&S as per IS - 1729 | item no.553 | 1 | each
15.112 | Sand cast iron S&S as per IS - 3989 | item no.554 | 1 | each | 412.45 |  |  | Excess(+) | 1 | Full Conversion | INR | [40 empty] | #VALUE! | #VALUE! | #VALUE! | 15.112 | Sand cast iron S&S as per IS - 3989 | item no.554 | 1 | each
15.113 | Providing and fixing single equal plain invert branch of required degree : | item no.555 | [52 empty] | 15.113 | Providing and fixing single equal plain invert branch of required degree : | item no.555
15.114 | 100x100x100 mm | item no.556 | [52 empty] | 15.114 | 100x100x100 mm | item no.556
15.115 | Sand cast iron S&S as per iron 1729 | item no.557 | 2 | each | 512.71 |  |  | Excess(+) | 1 | Full Conversion | INR | [40 empty] | #VALUE! | #VALUE! | #VALUE! | 15.115 | Sand cast iron S&S as per iron 1729 | item no.557 | 2 | each
15.116 | Sand cast iron S&S as per IS - 3989 | item no.558 | 2 | each | 530.29 |  |  | Excess(+) | 1 | Full Conversion | INR | [40 empty] | #VALUE! | #VALUE! | #VALUE! | 15.116 | Sand cast iron S&S as per IS - 3989 | item no.558 | 2 | each
15.117 | Providing and fixing terminal guard : | item no.559 | [52 empty] | 15.117 | Providing and fixing terminal guard : | item no.559
15.118 | 100 mm | item no.560 | [52 empty] | 15.118 | 100 mm | item no.560
15.119 | Sand cast iron S&S as per IS - 1729 | item no.561 | 1 | each | 312.09 |  |  | Excess(+) | 1 | Full Conversion | INR | [40 empty] | #VALUE! | #VALUE! | #VALUE! | 15.119 | Sand cast iron S&S as per IS - 1729 | item no.561 | 1 | each
15.12 | Sand cast iron S&S as per IS - 3989 | item no.562 | 1 | each | 341.42 |  |  | Excess(+) | 1 | Full Conversion | INR | [40 empty] | #VALUE! | #VALUE! | #VALUE! | 15.12 | Sand cast iron S&S as per IS - 3989 | item no.562 | 1 | each
15.121 | 75 mm | item no.563 | [52 empty] | 15.121 | 75 mm | item no.563
15.122 | Sand cast iron S&S as per IS - 1729 | item no.564 | 1 | each | 249.36 |  |  | Excess(+) | 1 | Full Conversion | INR | [40 empty] | #VALUE! | #VALUE! | #VALUE! | 15.122 | Sand cast iron S&S as per IS - 1729 | item no.564 | 1 | each
15.123 | Sand cast iron S&S as per IS - 3989 | item no.565 | 1 | each | 271.67 |  |  | Excess(+) | 1 | Full Conversion | INR | [40 empty] | #VALUE! | #VALUE! | #VALUE! | 15.123 | Sand cast iron S&S as per IS - 3989 | item no.565 | 1 | each
15.124 | Providing and fixing collar : | item no.566 | [52 empty] | 15.124 | Providing and fixing collar : | item no.566
15.125 | 100 mm | item no.567 | [52 empty] | 15.125 | 100 mm | item no.567
15.126 | Sand cast iron S&S as per IS - 1729 | item no.568 | 3 | each | 320.29 |  |  | Excess(+) | 1 | Full Conversion | INR | [40 empty] | #VALUE! | #VALUE! | #VALUE! | 15.126 | Sand cast iron S&S as per IS - 1729 | item no.568 | 3 | each
15.127 | Sand cast iron S&S as per IS - 3989 | item no.569 | 1 | each | 359 |  |  | Excess(+) | 1 | Full Conversion | INR | [40 empty] | #VALUE! | #VALUE! | #VALUE! | 15.127 | Sand cast iron S&S as per IS - 3989 | item no.569 | 1 | each
15.128 | 75 mm | item no.570 | [52 empty] | 15.128 | 75 mm | item no.570
15.129 | Sand cast iron S&S as per IS - 1729 | item no.571 | 2 | each | 232.96 |  |  | Excess(+) | 1 | Full Conversion | INR | [40 empty] | #VALUE! | #VALUE! | #VALUE! | 15.129 | Sand cast iron S&S as per IS - 1729 | item no.571 | 2 | each
15.13 | Sand cast iron S&S as per IS - 3989 | item no.572 | 1 | each | 224.72 |  |  | Excess(+) | 1 | Full Conversion | INR | [40 empty] | #VALUE! | #VALUE! | #VALUE! | 15.13 | Sand cast iron S&S as per IS - 3989 | item no.572 | 1 | each
15.131 | Providing lead caulked joints to sand cast iron/centrifugally cast (spun) iron pipes and fittings of diameter : | item no.573 | [52 empty] | 15.131 | Providing lead caulked joints to sand cast iron/centrifugally cast (spun) iron pipes and fittings of diameter : | item no.573
15.132 | 100 mm | item no.574 | 42 | each | 422.13 |  |  | Excess(+) | 1 | Full Conversion | INR | [40 empty] | #VALUE! | #VALUE! | #VALUE! | 15.132 | 100 mm | item no.574 | 42 | each
15.133 | 75 mm | item no.575 | 10 | each | 357.65 |  |  | Excess(+) | 1 | Full Conversion | INR | [40 empty] | #VALUE! | #VALUE! | #VALUE! | 15.133 | 75 mm | item no.575 | 10 | each
15.134 | Providing and fixing M.S. stays and clamps for sand cast iron/ centrifugally cast (spun) iron pipes of diameter : | item no.576 | [52 empty] | 15.134 | Providing and fixing M.S. stays and clamps for sand cast iron/ centrifugally cast (spun) iron pipes of diameter : | item no.576
15.135 | 100 mm | item no.577 | 10 | each | 110.91 |  |  | Excess(+) | 1 | Full Conversion | INR | [40 empty] | #VALUE! | #VALUE! | #VALUE! | 15.135 | 100 mm | item no.577 | 10 | each
15.136 | 75 mm | item no.578 | 2 | each | 68.74 |  |  | Excess(+) | 1 | Full Conversion | INR | [40 empty] | #VALUE! | #VALUE! | #VALUE! | 15.136 | 75 mm | item no.578 | 2 | each
15.137 | Providing and fixing trap of self cleansing design with screwed down or hinged grating with or without vent arm complete, including cost of cutting and making good the walls and floors : | item no.579 | [52 empty] | 15.137 | Providing and fixing trap of self cleansing design with screwed down or hinged grating with or without vent arm complete, including cost of cutting and making good the walls and floors : | item no.579
15.138 | 100 mm inlet and 100 mm outlet | item no.580 | [52 empty] | 15.138 | 100 mm inlet and 100 mm outlet | item no.580
15.139 | Sand cast iron S&S as per IS: 3989 | item no.581 | 2 | each | 1326.21 |  |  | Excess(+) | 1 | Full Conversion | INR | [40 empty] | #VALUE! | #VALUE! | #VALUE! | 15.139 | Sand cast iron S&S as per IS: 3989 | item no.581 | 2 | each
15.14 | Sand Cast Iron S&S as per IS: 1729 | item no.582 | 4 | each | 1116.22 |  |  | Excess(+) | 1 | Full Conversion | INR | [40 empty] | #VALUE! | #VALUE! | #VALUE! | 15.14 | Sand Cast Iron S&S as per IS: 1729 | item no.582 | 4 | each
15.141 | 100 mm inlet and 75 mm outlet | item no.583 | [52 empty] | 15.141 | 100 mm inlet and 75 mm outlet | item no.583
15.142 | Sand cast iron S&S as per IS - 3989 | item no.584 | 2 | each | 1384.87 |  |  | Excess(+) | 1 | Full Conversion | INR | [40 empty] | #VALUE! | #VALUE! | #VALUE! | 15.142 | Sand cast iron S&S as per IS - 3989 | item no.584 | 2 | each
15.143 | Sand Cast Iron S&S as per IS- 1729 | item no.585 | 6 | each | 1054.05 |  |  | Excess(+) | 1 | Full Conversion | INR | [40 empty] | #VALUE! | #VALUE! | #VALUE! | 15.143 | Sand Cast Iron S&S as per IS- 1729 | item no.585 | 6 | each
15.144 | Cutting chases in brick masonry walls for following diameter sand cast iron/centrifugally cast (spun) iron pipes and making good the same with cement concrete 1:3:6 ( 1 cement : 3 coarse sand :6 graded stone aggregate 12.5 mm nominal size), including necessary plaster and pointing in cement mortar 1:4 (1 cement : 4 coarse sand) : | item no.586 | [52 empty] | 15.144 | Cutting chases in brick masonry walls for following diameter sand cast iron/centrifugally cast (spun) iron pipes and making good the same with cement concrete 1:3:6 ( 1 cement : 3 coarse sand :6 graded stone aggregate 12.5 mm nominal size), including necessary plaster and pointing in cement mortar 1:4 (1 cement : 4 coarse sand) : | item no.586
15.145 | 100 mm dia | item no.587 | 4.41 | metre | 486.89 |  |  | Excess(+) | 1 | Full Conversion | INR | [40 empty] | #VALUE! | #VALUE! | #VALUE! | 15.145 | 100 mm dia | item no.587 | 4.41 | metre
15.146 | 75 mm dia | item no.588 | 2.94 | metre | 349.58 |  |  | Excess(+) | 1 | Full Conversion | INR | [40 empty] | #VALUE! | #VALUE! | #VALUE! | 15.146 | 75 mm dia | item no.588 | 2.94 | metre
15.147 | Providing and fixing vitreous china dual purpose closet suitable for use as squatting pan or European type water closet (Anglo Indian W.C pan) with seat & lid fixed with C.P. brass hinges and rubber buffers, 10 litre low level flushing cistern with fitting and brackets, 40 mm flush bend, 20 mm over flow pipe, with specials of standard make and mosquito proof coupling of approved municipal design complete, including painting of fittings and brackets, cutting and making good the walls and floors wherever required: | item no.589 | [52 empty] | 15.147 | Providing and fixing vitreous china dual purpose closet suitable for use as squatting pan or European type water closet (Anglo Indian W.C pan) with seat & lid fixed with C.P. brass hinges and rubber buffers, 10 litre low level flushing cistern with fitting and brackets, 40 mm flush bend, 20 mm over flow pipe, with specials of standard make and mosquito proof coupling of approved municipal design complete, including painting of fittings and brackets, cutting and making good the walls and floors wherever required: | item no.589
15.148 | White vitreous china dual purpose WC pan with white solid plastic seat and lid with white vitreous china flushing cistern and C.P. flush bend. | item no.590 | 1 | each | 8789.03 |  |  | Excess(+) | 1 | Full Conversion | INR | [40 empty] | #VALUE! | #VALUE! | #VALUE! | 15.148 | White vitreous china dual purpose WC pan with white solid plastic seat and lid with white vitreous china flushing cistern and C.P. flush bend. | item no.590 | 1 | each
16 | WATER SUPPLY | item no.591 | [52 empty] | 16 | WATER SUPPLY | item no.591
16.01 | Providing and fixing Chlorinated Polyvinyl Chloride (CPVC) pipes, having thermal stability for hot & cold water supply, including all CPVC plain & brass threaded fittings, including fixing the pipe with clamps at 1.00 m spacing. This includes jointing of pipes & fittings with one step CPVC solvent cement and testing of joints complete as per direction of Engineer in Charge. Internal work - Exposed on wall | item no.592 | [52 empty] | 16.01 | Providing and fixing Chlorinated Polyvinyl Chloride (CPVC) pipes, having thermal stability for hot & cold water supply, including all CPVC plain & brass threaded fittings, including fixing the pipe with clamps at 1.00 m spacing. This includes jointing of pipes & fittings with one step CPVC solvent cement and testing of joints complete as per direction of Engineer in Charge. Internal work - Exposed on wall | item no.592
16.02 | 15 mm nominal outer dia Pipes | item no.593 | 5 | metre | 211.79 |  |  | Excess(+) | 1 | Full Conversion | INR | [40 empty] | #VALUE! | #VALUE! | #VALUE! | 16.02 | 15 mm nominal outer dia Pipes | item no.593 | 5 | metre
16.03 | 20 mm nominal outer dia Pipes | item no.594 | 30 | metre | 269.13 |  |  | Excess(+) | 1 | Full Conversion | INR | [40 empty] | #VALUE! | #VALUE! | #VALUE! | 16.03 | 20 mm nominal outer dia Pipes | item no.594 | 30 | metre
16.04 | 25 mm nominal outer dia Pipes | item no.595 | 2 | metre | 323.71 |  |  | Excess(+) | 1 | Full Conversion | INR | [40 empty] | #VALUE! | #VALUE! | #VALUE! | 16.04 | 25 mm nominal outer dia Pipes | item no.595 | 2 | metre
16.05 | Providing and fixing G.I. pipes complete with G.I. fittings and clamps, i/c cutting and making good the walls etc. Internal work - Exposed on wall | item no.596 | [52 empty] | 16.05 | Providing and fixing G.I. pipes complete with G.I. fittings and clamps, i/c cutting and making good the walls etc. Internal work - Exposed on wall | item no.596
16.06 | 15 mm dia nominal bore | item no.597 | 15 | metre | 249.8 |  |  | Excess(+) | 1 | Full Conversion | INR | [40 empty] | #VALUE! | #VALUE! | #VALUE! | 16.06 | 15 mm dia nominal bore | item no.597 | 15 | metre
16.07 | 20 mm dia nominal bore | item no.598 | 40 | metre | 301.7 |  |  | Excess(+) | 1 | Full Conversion | INR | [40 empty] | #VALUE! | #VALUE! | #VALUE! | 16.07 | 20 mm dia nominal bore | item no.598 | 40 | metre
16.08 | 25 mm dia nominal bore | item no.599 | 5 | metre | 384.04 |  |  | Excess(+) | 1 | Full Conversion | INR | [40 empty] | #VALUE! | #VALUE! | #VALUE! | 16.08 | 25 mm dia nominal bore | item no.599 | 5 | metre
16.09 | 32 mm dia nominal bore | item no.600 | 4 | metre | 464.44 |  |  | Excess(+) | 1 | Full Conversion | INR | [40 empty] | #VALUE! | #VALUE! | #VALUE! | 16.09 | 32 mm dia nominal bore | item no.600 | 4 | metre
16.1 | 40 mm dia nominal bore | item no.601 | 2 | metre | 560.8 |  |  | Excess(+) | 1 | Full Conversion | INR | [40 empty] | #VALUE! | #VALUE! | #VALUE! | 16.1 | 40 mm dia nominal bore | item no.601 | 2 | metre
16.11 | 50 mm dia nominal bore | item no.602 | 2 | metre | 689.82 |  |  | Excess(+) | 1 | Full Conversion | INR | [40 empty] | #VALUE! | #VALUE! | #VALUE! | 16.11 | 50 mm dia nominal bore | item no.602 | 2 | metre
16.12 | Providing and fixing G.I. Pipes complete with G.I. fittings and clamps, i/c making good the walls etc. concealed pipe, including painting with anti corrosive bitumastic paint, cutting chases and making good the wall : | item no.603 | [52 empty] | 16.12 | Providing and fixing G.I. Pipes complete with G.I. fittings and clamps, i/c making good the walls etc. concealed pipe, including painting with anti corrosive bitumastic paint, cutting chases and making good the wall : | item no.603
16.13 | 15 mm dia nominal bore | item no.604 | 40 | metre | 392.45 |  |  | Excess(+) | 1 | Full Conversion | INR | [40 empty] | #VALUE! | #VALUE! | #VALUE! | 16.13 | 15 mm dia nominal bore | item no.604 | 40 | metre
16.14 | 20 mm dia nominal bore | item no.605 | 10 | metre | 433.23 |  |  | Excess(+) | 1 | Full Conversion | INR | [40 empty] | #VALUE! | #VALUE! | #VALUE! | 16.14 | 20 mm dia nominal bore | item no.605 | 10 | metre
16.15 | Providing and fixing G.I. pipes complete with G.I. fittings including trenching and refilling etc. External work | item no.606 | [52 empty] | 16.15 | Providing and fixing G.I. pipes complete with G.I. fittings including trenching and refilling etc. External work | item no.606
16.16 | 15 mm dia nominal bore | item no.607 | 15 | metre | 214.07 |  |  | Excess(+) | 1 | Full Conversion | INR | [40 empty] | #VALUE! | #VALUE! | #VALUE! | 16.16 | 15 mm dia nominal bore | item no.607 | 15 | metre
16.17 | 20 mm dia nominal bore | item no.608 | 150 | metre | 248.83 | 20610 |  | Excess(+) | 1 | Full Conversion | INR | [40 empty] | #VALUE! | #VALUE! | #VALUE! | 16.17 | 20 mm dia nominal bore | item no.608 | 150 | metre
16.18 | 25 mm dia nominal bore | item no.609 | 40 | metre | 319.64 |  |  | Excess(+) | 1 | Full Conversion | INR | [40 empty] | #VALUE! | #VALUE! | #VALUE! | 16.18 | 25 mm dia nominal bore | item no.609 | 40 | metre
16.19 | 32 mm dia nominal bore | item no.610 | 5 | metre | 372.38 |  |  | Excess(+) | 1 | Full Conversion | INR | [40 empty] | #VALUE! | #VALUE! | #VALUE! | 16.19 | 32 mm dia nominal bore | item no.610 | 5 | metre
16.2 | 40 mm dia nominal bore | item no.611 | 2 | metre | 423.62 |  |  | Excess(+) | 1 | Full Conversion | INR | [40 empty] | #VALUE! | #VALUE! | #VALUE! | 16.2 | 40 mm dia nominal bore | item no.611 | 2 | metre
16.21 | Making connection of G.I. distribution branch with G.I. main of following sizes by providing and fixing tee, including cutting and threading the pipe etc. complete : | item no.612 | [52 empty] | 16.21 | Making connection of G.I. distribution branch with G.I. main of following sizes by providing and fixing tee, including cutting and threading the pipe etc. complete : | item no.612
16.22 | 25 to 40 mm nominal bore | item no.613 | 2 | each | 590.48 |  |  | Excess(+) | 1 | Full Conversion | INR | [40 empty] | #VALUE! | #VALUE! | #VALUE! | 16.22 | 25 to 40 mm nominal bore | item no.613 | 2 | each
16.23 | Providing and fixing brass bib cock of approved quality : | item no.614 | [52 empty] | 16.23 | Providing and fixing brass bib cock of approved quality : | item no.614
16.24 | 15 mm nominal bore | item no.615 | 1 | each | 265.27 |  |  | Excess(+) | 1 | Full Conversion | INR | [40 empty] | #VALUE! | #VALUE! | #VALUE! | 16.24 | 15 mm nominal bore | item no.615 | 1 | each
16.25 | Providing and fixing brass stop cock of approved quality : | item no.616 | [52 empty] | 16.25 | Providing and fixing brass stop cock of approved quality : | item no.616
16.26 | 15 mm nominal bore | item no.617 | 1 | each | 265.27 | 37800 |  | Excess(+) | 1 | Full Conversion | INR | [40 empty] | #VALUE! | #VALUE! | #VALUE! | 16.26 | 15 mm nominal bore | item no.617 | 1 | each
16.27 | Providing and fixing gun metal gate valve with C.I. wheel of approved quality (screwed end) : | item no.618 | [52 empty] | 16.27 | Providing and fixing gun metal gate valve with C.I. wheel of approved quality (screwed end) : | item no.618
16.28 | 25 mm nominal bore | item no.619 | 2 | each | 435.9 | 37800 |  | Excess(+) | 1 | Full Conversion | INR | [40 empty] | #VALUE! | #VALUE! | #VALUE! | 16.28 | 25 mm nominal bore | item no.619 | 2 | each
16.29 | 20 mm nominal bore | item no.620 | 3 | each | 403.5 | 37800 |  | Excess(+) | 1 | Full Conversion | INR | [40 empty] | #VALUE! | #VALUE! | #VALUE! | 16.29 | 20 mm nominal bore | item no.620 | 3 | each
16.3 | 32 mm nominal bore. | item no.621 | 1 | each | 509.64 |  |  | Excess(+) | 1 | Full Conversion | INR | [40 empty] | #VALUE! | #VALUE! | #VALUE! | 16.3 | 32 mm nominal bore. | item no.621 | 1 | each
16.31 | Providing and fixing ball valve (brass) of approved quality, High or low pressure, with plastic floats complete : | item no.622 | [52 empty] | 16.31 | Providing and fixing ball valve (brass) of approved quality, High or low pressure, with plastic floats complete : | item no.622
16.32 | 15 mm nominal bore | item no.623 | 1 | each | 296.97 | 37800 |  | Excess(+) | 1 | Full Conversion | INR | [40 empty] | #VALUE! | #VALUE! | #VALUE! | 16.32 | 15 mm nominal bore | item no.623 | 1 | each
16.33 | 20 mm nominal bore | item no.624 | 3 | each | 338.79 | 37800 |  | Excess(+) | 1 | Full Conversion | INR | [40 empty] | #VALUE! | #VALUE! | #VALUE! | 16.33 | 20 mm nominal bore | item no.624 | 3 | each
16.34 | Providing and fixing brass ferrule with C.I. mouth cover including boring and tapping the main : | item no.625 | [52 empty] | 16.34 | Providing and fixing brass ferrule with C.I. mouth cover including boring and tapping the main : | item no.625
16.35 | 15 mm nominal bore | item no.626 | 1 | each | 258.79 | 37800 |  | Excess(+) | 1 | Full Conversion | INR | [40 empty] | #VALUE! | #VALUE! | #VALUE! | 16.35 | 15 mm nominal bore | item no.626 | 1 | each
16.36 | 20 mm nominal bore | item no.627 | 3 | each | 298.42 | 37800 |  | Excess(+) | 1 | Full Conversion | INR | [40 empty] | #VALUE! | #VALUE! | #VALUE! | 16.36 | 20 mm nominal bore | item no.627 | 3 | each
16.37 | Providing and fixing uplasticised PVC connection pipe with brass unions : | item no.628 | [52 empty] | 16.37 | Providing and fixing uplasticised PVC connection pipe with brass unions : | item no.628
16.38 | 45 cm length | item no.629 | [52 empty] | 16.38 | 45 cm length | item no.629
16.39 | 15 mm nominal bore | item no.630 | 12 | each | 72.77 |  |  | Excess(+) | 1 | Full Conversion | INR | [40 empty] | #VALUE! | #VALUE! | #VALUE! | 16.39 | 15 mm nominal bore | item no.630 | 12 | each
16.4 | Providing and fixing C.P. brass shower rose with 15 or 20 mm inlet : | item no.631 | [52 empty] | 16.4 | Providing and fixing C.P. brass shower rose with 15 or 20 mm inlet : | item no.631
16.41 | 100 mm diameter | item no.632 | 1 | each | 133.18 |  |  | Excess(+) | 1 | Full Conversion | INR | [40 empty] | #VALUE! | #VALUE! | #VALUE! | 16.41 | 100 mm diameter | item no.632 | 1 | each
16.42 | Constructing masonry Chamber 30x30x50 cm inside, in brick work in cement mortar 1:4 (1 cement :4 coarse sand) for stop cock, with C. I. surface box 100x100 x75 mm (inside) with hinged cover fixed in cement concrete slab 1:2:4 mix (1 cement : 2 coarse sand : 4 graded stone aggregate 20 mm nominal size), i/c necessary excavation, foundation concrete 1:5:10 ( 1 cement : 5 fine sand : 10 graded stone aggregate 40mm nominal size ) and inside plastering with cement mortar 1:3 (1 cement : 3 coarse sand) 12mm thick, finished with a floating coat of neat cement complete as per standard design : | item no.633 | [52 empty] | 16.42 | Constructing masonry Chamber 30x30x50 cm inside, in brick work in cement mortar 1:4 (1 cement :4 coarse sand) for stop cock, with C. I. surface box 100x100 x75 mm (inside) with hinged cover fixed in cement concrete slab 1:2:4 mix (1 cement : 2 coarse sand : 4 graded stone aggregate 20 mm nominal size), i/c necessary excavation, foundation concrete 1:5:10 ( 1 cement : 5 fine sand : 10 graded stone aggregate 40mm nominal size ) and inside plastering with cement mortar 1:3 (1 cement : 3 coarse sand) 12mm thick, finished with a floating coat of neat cement complete as per standard design : | item no.633
16.43 | With common burnt clay F.P.S.(non modular) bricks of class designation 7.5 | item no.634 | 3 | each | 1387.5 |  |  | Excess(+) | 1 | Full Conversion | INR | [40 empty] | #VALUE! | #VALUE! | #VALUE! | 16.43 | With common burnt clay F.P.S.(non modular) bricks of class designation 7.5 | item no.634 | 3 | each
16.44 | Painting G.I. pipes and fittings with synthetic enamel white paint with two coats over a ready mixed priming coat, both of approved quality for new work : | item no.635 | [52 empty] | 16.44 | Painting G.I. pipes and fittings with synthetic enamel white paint with two coats over a ready mixed priming coat, both of approved quality for new work : | item no.635
16.45 | 15 mm diameter pipe | item no.636 | 11.69 | metre | 13.32 |  |  | Excess(+) | 1 | Full Conversion | INR | [40 empty] | #VALUE! | #VALUE! | #VALUE! | 16.45 | 15 mm diameter pipe | item no.636 | 11.69 | metre
16.46 | 20 mm diameter pipe | item no.637 | 29.19 | metre | 15.91 |  |  | Excess(+) | 1 | Full Conversion | INR | [40 empty] | #VALUE! | #VALUE! | #VALUE! | 16.46 | 20 mm diameter pipe | item no.637 | 29.19 | metre
16.47 | 25 mm diameter pipe | item no.638 | 29.19 | metre | 20.78 |  |  | Excess(+) | 1 | Full Conversion | INR | [40 empty] | #VALUE! | #VALUE! | #VALUE! | 16.47 | 25 mm diameter pipe | item no.638 | 29.19 | metre
16.48 | 32 mm diameter pipe | item no.639 | 1.47 | metre | 24.9 |  |  | Excess(+) | 1 | Full Conversion | INR | [40 empty] | #VALUE! | #VALUE! | #VALUE! | 16.48 | 32 mm diameter pipe | item no.639 | 1.47 | metre
16.49 | 40 mm diameter pipe | item no.640 | 1.47 | metre | 29.28 |  |  | Excess(+) | 1 | Full Conversion | INR | [40 empty] | #VALUE! | #VALUE! | #VALUE! | 16.49 | 40 mm diameter pipe | item no.640 | 1.47 | metre
16.5 | Painting G.I. pipes and fittings with two coats of anti-corrosive bitumastic paint of approved quality : | item no.641 | [52 empty] | 16.5 | Painting G.I. pipes and fittings with two coats of anti-corrosive bitumastic paint of approved quality : | item no.641
16.51 | 15 mm diameter pipe | item no.642 | 2.94 | metre | 8.15 |  |  | Excess(+) | 1 | Full Conversion | INR | [40 empty] | #VALUE! | #VALUE! | #VALUE! | 16.51 | 15 mm diameter pipe | item no.642 | 2.94 | metre
16.52 | 20 mm diameter pipe | item no.643 | 2.94 | metre | 9.73 |  |  | Excess(+) | 1 | Full Conversion | INR | [40 empty] | #VALUE! | #VALUE! | #VALUE! | 16.52 | 20 mm diameter pipe | item no.643 | 2.94 | metre
16.53 | 25 mm diameter pipe | item no.644 | 2.94 | metre | 12.4 |  |  | Excess(+) | 1 | Full Conversion | INR | [40 empty] | #VALUE! | #VALUE! | #VALUE! | 16.53 | 25 mm diameter pipe | item no.644 | 2.94 | metre
16.54 | 32 mm diameter pipe | item no.645 | 1.47 | metre | 14.94 |  |  | Excess(+) | 1 | Full Conversion | INR | [40 empty] | #VALUE! | #VALUE! | #VALUE! | 16.54 | 32 mm diameter pipe | item no.645 | 1.47 | metre
16.55 | Providing and filling sand of grading zone V or coarser grade, allround the G.I. pipes in external work : | item no.646 | [52 empty] | 16.55 | Providing and filling sand of grading zone V or coarser grade, allround the G.I. pipes in external work : | item no.646
16.56 | 15 mm diameter pipe | item no.647 | 11.69 | metre | 125.03 |  |  | Excess(+) | 1 | Full Conversion | INR | [40 empty] | #VALUE! | #VALUE! | #VALUE! | 16.56 | 15 mm diameter pipe | item no.647 | 11.69 | metre
16.57 | 20 mm diameter pipe | item no.648 | 43.75 | metre | 126.74 |  |  | Excess(+) | 1 | Full Conversion | INR | [40 empty] | #VALUE! | #VALUE! | #VALUE! | 16.57 | 20 mm diameter pipe | item no.648 | 43.75 | metre
16.58 | 25 mm diameter pipe | item no.649 | 11.69 | metre | 130.11 |  |  | Excess(+) | 1 | Full Conversion | INR | [40 empty] | #VALUE! | #VALUE! | #VALUE! | 16.58 | 25 mm diameter pipe | item no.649 | 11.69 | metre
16.59 | 32 mm diameter pipe | item no.650 | 1.47 | metre | 133.49 |  |  | Excess(+) | 1 | Full Conversion | INR | [40 empty] | #VALUE! | #VALUE! | #VALUE! | 16.59 | 32 mm diameter pipe | item no.650 | 1.47 | metre
16.6 | 40 mm diameter pipe | item no.651 | 1.47 | metre | 135.16 |  |  | Excess(+) | 1 | Full Conversion | INR | [40 empty] | #VALUE! | #VALUE! | #VALUE! | 16.6 | 40 mm diameter pipe | item no.651 | 1.47 | metre
16.61 | Providing and fixing G.I. Union in G.I. pipe including cutting and threading the pipe and making long screws etc. complete (New work) : | item no.652 | [52 empty] | 16.61 | Providing and fixing G.I. Union in G.I. pipe including cutting and threading the pipe and making long screws etc. complete (New work) : | item no.652
16.62 | 15 mm nominal bore | item no.653 | 4 | each | 206.7 |  |  | Excess(+) | 1 | Full Conversion | INR | [40 empty] | #VALUE! | #VALUE! | #VALUE! | 16.62 | 15 mm nominal bore | item no.653 | 4 | each
16.63 | 20 mm nominal bore | item no.654 | 10 | each | 228.97 |  |  | Excess(+) | 1 | Full Conversion | INR | [40 empty] | #VALUE! | #VALUE! | #VALUE! | 16.63 | 20 mm nominal bore | item no.654 | 10 | each
16.64 | 25 mm nominal bore | item no.655 | 4 | each | 298.2 |  |  | Excess(+) | 1 | Full Conversion | INR | [40 empty] | #VALUE! | #VALUE! | #VALUE! | 16.64 | 25 mm nominal bore | item no.655 | 4 | each
16.65 | 32 mm nominal bore | item no.656 | 1 | each | 336.91 |  |  | Excess(+) | 1 | Full Conversion | INR | [40 empty] | #VALUE! | #VALUE! | #VALUE! | 16.65 | 32 mm nominal bore | item no.656 | 1 | each
16.66 | 40 mm nominal bore | item no.657 | 1 | each | 396.75 |  |  | Excess(+) | 1 | Full Conversion | INR | [40 empty] | #VALUE! | #VALUE! | #VALUE! | 16.66 | 40 mm nominal bore | item no.657 | 1 | each
16.67 | Providing and fixing G.I. Union in existing G.I. pipe line, cutting and threading the pipe and making long screws, including excavation, refilling the earth or cutting of wall and making good the same complete wherever required : | item no.658 | [52 empty] | 16.67 | Providing and fixing G.I. Union in existing G.I. pipe line, cutting and threading the pipe and making long screws, including excavation, refilling the earth or cutting of wall and making good the same complete wherever required : | item no.658
16.68 | 15 mm nominal bore | item no.659 | 1 | each | 541.16 |  |  | Excess(+) | 1 | Full Conversion | INR | [40 empty] | #VALUE! | #VALUE! | #VALUE! | 16.68 | 15 mm nominal bore | item no.659 | 1 | each
16.69 | 20 mm nominal bore | item no.660 | 1 | each | 563.48 |  |  | Excess(+) | 1 | Full Conversion | INR | [40 empty] | #VALUE! | #VALUE! | #VALUE! | 16.69 | 20 mm nominal bore | item no.660 | 1 | each
16.7 | 25 mm nominal bore | item no.661 | 1 | each | 632.7 |  |  | Excess(+) | 1 | Full Conversion | INR | [40 empty] | #VALUE! | #VALUE! | #VALUE! | 16.7 | 25 mm nominal bore | item no.661 | 1 | each
16.71 | Providing and placing on terrace (at all floor levels) polyethylene water storage tank, IS : 12701 marked, with cover and suitable locking arrangement and making necessary holes for inlet, outlet and overflow pipes but without fittings and the base support for tank. | item no.662 | 500 | per litre | 7.71 |  |  | Excess(+) | 1 | Full Conversion | INR | [40 empty] | #VALUE! | #VALUE! | #VALUE! | 16.71 | Providing and placing on terrace (at all floor levels) polyethylene water storage tank, IS : 12701 marked, with cover and suitable locking arrangement and making necessary holes for inlet, outlet and overflow pipes but without fittings and the base support for tank. | item no.662 | 500 | per litre
16.72 | Circular tank | item no.663 | 1500 | per litre | 6.35 |  |  | Excess(+) | 1 | Full Conversion | INR | [40 empty] | #VALUE! | #VALUE! | #VALUE! | 16.72 | Circular tank | item no.663 | 1500 | per litre
16.73 | Providing and fixing C.P. brass bib cock of approved quality conforming to IS:8931 : | item no.664 | [52 empty] | 16.73 | Providing and fixing C.P. brass bib cock of approved quality conforming to IS:8931 : | item no.664
16.74 | 15 mm nominal bore | item no.665 | 4 | each | 367.33 |  |  | Excess(+) | 1 | Full Conversion | INR | [40 empty] | #VALUE! | #VALUE! | #VALUE! | 16.74 | 15 mm nominal bore | item no.665 | 4 | each
16.75 | Providing and fixing C.P. brass long nose bib cock of approved quality conforming to IS standards and weighing not less than 810 gms. | item no.666 | [52 empty] | 16.75 | Providing and fixing C.P. brass long nose bib cock of approved quality conforming to IS standards and weighing not less than 810 gms. | item no.666
16.76 | 15 mm nominal bore | item no.667 | 1 | each | 542.56 |  |  | Excess(+) | 1 | Full Conversion | INR | [40 empty] | #VALUE! | #VALUE! | #VALUE! | 16.76 | 15 mm nominal bore | item no.667 | 1 | each
16.77 | Providing and fixing C.P. brass long body bib cock of approved quality conforming to IS standards and weighing not less than 690 gms. | item no.668 | [52 empty] | 16.77 | Providing and fixing C.P. brass long body bib cock of approved quality conforming to IS standards and weighing not less than 690 gms. | item no.668
16.78 | 15 mm nominal bore | item no.669 | 2 | each | 484.3 |  |  | Excess(+) | 1 | Full Conversion | INR | [40 empty] | #VALUE! | #VALUE! | #VALUE! | 16.78 | 15 mm nominal bore | item no.669 | 2 | each
16.79 | Providing and fixing C.P. brass stop cock (concealed) of standard design and of approved make conforming to IS:8931. | item no.670 | [52 empty] | 16.79 | Providing and fixing C.P. brass stop cock (concealed) of standard design and of approved make conforming to IS:8931. | item no.670
16.8 | 15 mm nominal bore | item no.671 | 4 | each | 531.56 |  |  | Excess(+) | 1 | Full Conversion | INR | [40 empty] | #VALUE! | #VALUE! | #VALUE! | 16.8 | 15 mm nominal bore | item no.671 | 4 | each
16.81 | Providing and fixing C.P. brass angle valve for basin mixer and geyser points of approved quality conforming to IS:8931 | item no.672 | [52 empty] | 16.81 | Providing and fixing C.P. brass angle valve for basin mixer and geyser points of approved quality conforming to IS:8931 | item no.672
16.82 | 15mm nominal bore | item no.673 | 18 | each | 466.46 |  |  | Excess(+) | 1 | Full Conversion | INR | [40 empty] | #VALUE! | #VALUE! | #VALUE! | 16.82 | 15mm nominal bore | item no.673 | 18 | each
16.83 | Providing and fixing C.P. Brass extension nipple (size 15mmx50mm) of approved make and quality as per direction of Engineer-in-charge. | item no.674 | 48 | each | 53.7 |  |  | Excess(+) | 1 | Full Conversion | INR | [40 empty] | #VALUE! | #VALUE! | #VALUE! | 16.83 | Providing and fixing C.P. Brass extension nipple (size 15mmx50mm) of approved make and quality as per direction of Engineer-in-charge. | item no.674 | 48 | each
16.84 | Providing and fixing enclosed type water meter (bulk type) conforming to IS : 2373 and tested by Municipal Board complete with bolts, nuts, rubber insertions etc. (The tail pieces if required will be paid separately) : | item no.675 | [52 empty] | 16.84 | Providing and fixing enclosed type water meter (bulk type) conforming to IS : 2373 and tested by Municipal Board complete with bolts, nuts, rubber insertions etc. (The tail pieces if required will be paid separately) : | item no.675
16.85 | 80 mm dia nominal bore | item no.676 | 2 | each | 3135.55 |  |  | Excess(+) | 1 | Full Conversion | INR | [40 empty] | #VALUE! | #VALUE! | #VALUE! | 16.85 | 80 mm dia nominal bore | item no.676 | 2 | each
16.86 | Cutting holes up to 30x30 cm in walls including making good the same: | item no.677 | [52 empty] | 16.86 | Cutting holes up to 30x30 cm in walls including making good the same: | item no.677
16.87 | With common burnt clay F.P.S. (non modular) bricks | item no.678 | 3 | each | 286.93 |  |  | Excess(+) | 1 | Full Conversion | INR | [40 empty] | #VALUE! | #VALUE! | #VALUE! | 16.87 | With common burnt clay F.P.S. (non modular) bricks | item no.678 | 3 | each
16.88 | Cutting holes up to 15x15 cm in R.C.C. floors and roofs for passing drain pipe etc. and repairing the hole after insertion of drain pipe etc. with cement concrete 1:2:4 (1 cement : 2 coarse sand : 4 graded stone aggregate 20 mm nominal size), including finishing complete so as to make it leak proof. | item no.679 | 3 | each | 302.14 |  |  | Excess(+) | 1 | Full Conversion | INR | [40 empty] | #VALUE! | #VALUE! | #VALUE! | 16.88 | Cutting holes up to 15x15 cm in R.C.C. floors and roofs for passing drain pipe etc. and repairing the hole after insertion of drain pipe etc. with cement concrete 1:2:4 (1 cement : 2 coarse sand : 4 graded stone aggregate 20 mm nominal size), including finishing complete so as to make it leak proof. | item no.679 | 3 | each
16.89 | Making chases up to 7.5x7.5 cm in walls including making good and finishing with matching surface after housing G.I. pipe etc. | item no.680 | 25 | metre | 135.16 |  |  | Excess(+) | 1 | Full Conversion | INR | [40 empty] | #VALUE! | #VALUE! | #VALUE! | 16.89 | Making chases up to 7.5x7.5 cm in walls including making good and finishing with matching surface after housing G.I. pipe etc. | item no.680 | 25 | metre
16.9 | Making hole up to 20x20 cm and embedding pipes up to 150 mm diameter in masonry and filling with cement concrete 1:3:6 (1 cement : 3 coarse sand: 6 graded stone aggregate 20 mm nominal size) including disposal of malba. | item no.681 | 0.56 | metre | 157.95 |  |  | Excess(+) | 1 | Full Conversion | INR | [40 empty] | #VALUE! | #VALUE! | #VALUE! | 16.9 | Making hole up to 20x20 cm and embedding pipes up to 150 mm diameter in masonry and filling with cement concrete 1:3:6 (1 cement : 3 coarse sand: 6 graded stone aggregate 20 mm nominal size) including disposal of malba. | item no.681 | 0.56 | metre
17 | DRAINAGE | item no.682 | [52 empty] | 17 | DRAINAGE | item no.682
17.01 | Providing, laying and jointing glazed stoneware pipes class SP-1 with stiff mixture of cement mortar in the proportion of 1:1 (1 cement : 1 fine sand) including testing of joints etc. complete : | item no.683 | [52 empty] | 17.01 | Providing, laying and jointing glazed stoneware pipes class SP-1 with stiff mixture of cement mortar in the proportion of 1:1 (1 cement : 1 fine sand) including testing of joints etc. complete : | item no.683
17.02 | 100 mm diameter | item no.684 | 5 | metre | 277.99 |  |  | Excess(+) | 1 | Full Conversion | INR | [40 empty] | #VALUE! | #VALUE! | #VALUE! | 17.02 | 100 mm diameter | item no.684 | 5 | metre
17.03 | 150 mm diameter | item no.685 | 2 | metre | 438.57 |  |  | Excess(+) | 1 | Full Conversion | INR | [40 empty] | #VALUE! | #VALUE! | #VALUE! | 17.03 | 150 mm diameter | item no.685 | 2 | metre
17.04 | Providing and laying cement concrete 1:5:10 (1 cement : 5 coarse sand : 10 graded stone aggregate 40 mm nominal size) all-round S.W. pipes including bed concrete as per standard design : | item no.686 | [52 empty] | 17.04 | Providing and laying cement concrete 1:5:10 (1 cement : 5 coarse sand : 10 graded stone aggregate 40 mm nominal size) all-round S.W. pipes including bed concrete as per standard design : | item no.686
17.05 | 100 mm diameter S.W. pipe | item no.687 | 4 | metre | 716.35 |  |  | Excess(+) | 1 | Full Conversion | INR | [40 empty] | #VALUE! | #VALUE! | #VALUE! | 17.05 | 100 mm diameter S.W. pipe | item no.687 | 4 | metre
17.06 | 150 mm diameter S.W. pipe | item no.688 | 2 | metre | 876.06 |  |  | Excess(+) | 1 | Full Conversion | INR | [40 empty] | #VALUE! | #VALUE! | #VALUE! | 17.06 | 150 mm diameter S.W. pipe | item no.688 | 2 | metre
17.07 | Providing and fixing square-mouth S.W. gully trap class SP-1 complete with C.I. grating brick masonry chamber with water tight C.I. cover with frame of 300 x300 mm size (inside) the weight of cover to be not less than 4.50 kg and frame to be not less than 2.70 kg as per standard design: | item no.689 | [52 empty] | 17.07 | Providing and fixing square-mouth S.W. gully trap class SP-1 complete with C.I. grating brick masonry chamber with water tight C.I. cover with frame of 300 x300 mm size (inside) the weight of cover to be not less than 4.50 kg and frame to be not less than 2.70 kg as per standard design: | item no.689
17.08 | 100x100 mm size P type | item no.690 | [52 empty] | 17.08 | 100x100 mm size P type | item no.690
17.09 | With common burnt clay F.P.S. (non modular) bricks of class designation 7.5 | item no.691 | 4 | each | 2022.79 |  |  | Excess(+) | 1 | Full Conversion | INR | [40 empty] | #VALUE! | #VALUE! | #VALUE! | 17.09 | With common burnt clay F.P.S. (non modular) bricks of class designation 7.5 | item no.691 | 4 | each
17.1 | Providing and laying non-pressure NP2 class (light duty) R.C.C. pipes with collars jointed with stiff mixture of cement mortar in the proportion of 1:2 (1 cement : 2 fine sand) including testing of joints etc. complete : | item no.692 | [52 empty] | 17.1 | Providing and laying non-pressure NP2 class (light duty) R.C.C. pipes with collars jointed with stiff mixture of cement mortar in the proportion of 1:2 (1 cement : 2 fine sand) including testing of joints etc. complete : | item no.692
17.11 | 150 mm dia. R.C.C. pipe | item no.693 | 40 | metre | 405.61 |  |  | Excess(+) | 1 | Full Conversion | INR | [40 empty] | #VALUE! | #VALUE! | #VALUE! | 17.11 | 150 mm dia. R.C.C. pipe | item no.693 | 40 | metre
17.12 | 300 mm dia. R.C.C. pipe | item no.694 | 2 | metre | 757.25 |  |  | Excess(+) | 1 | Full Conversion | INR | [40 empty] | #VALUE! | #VALUE! | #VALUE! | 17.12 | 300 mm dia. R.C.C. pipe | item no.694 | 2 | metre
17.13 | Constructing brick masonry manhole in cement mortar 1:4 ( 1 cement : 4 coarse sand ) with R.C.C. top slab with 1:1.5:3 mix (1 cement : 1.5 coarse sand (zone-III) : 3 graded stone aggregate 20 mm nominal size), foundation concrete 1:4:8 mix (1 cement : 4 coarse sand (Zone-III) : 8 graded stone aggregate 40 mm nominal size), inside plastering 12 mm thick with cement mortar 1:3 (1 cement : 3 coarse sand) finished with floating coat of neat cement and making channels in cement concrete 1:2:4 (1 cement : 2 coarse sand : 4 graded stone aggregate 20 mm nominal size) finished with a floating coat of neat cement complete as per standard design : | item no.695 | [52 empty] | 17.13 | Constructing brick masonry manhole in cement mortar 1:4 ( 1 cement : 4 coarse sand ) with R.C.C. top slab with 1:1.5:3 mix (1 cement : 1.5 coarse sand (zone-III) : 3 graded stone aggregate 20 mm nominal size), foundation concrete 1:4:8 mix (1 cement : 4 coarse sand (Zone-III) : 8 graded stone aggregate 40 mm nominal size), inside plastering 12 mm thick with cement mortar 1:3 (1 cement : 3 coarse sand) finished with floating coat of neat cement and making channels in cement concrete 1:2:4 (1 cement : 2 coarse sand : 4 graded stone aggregate 20 mm nominal size) finished with a floating coat of neat cement complete as per standard design : | item no.695
17.14 | Inside size 90x80 cm and 45 cm deep including C.I. cover with frame (light duty) 455x610 mm internal dimensions, total weight of cover and frame to be not less than 38 kg (weight of cover 23 kg and weight of frame 15 kg) : | item no.696 | [52 empty] | 17.14 | Inside size 90x80 cm and 45 cm deep including C.I. cover with frame (light duty) 455x610 mm internal dimensions, total weight of cover and frame to be not less than 38 kg (weight of cover 23 kg and weight of frame 15 kg) : | item no.696
17.15 | With common burnt clay F.P.S. (non modular) bricks of class designation 7.5 | item no.697 | 1 | each | 9561.63 |  |  | Excess(+) | 1 | Full Conversion | INR | [40 empty] | #VALUE! | #VALUE! | #VALUE! | 17.15 | With common burnt clay F.P.S. (non modular) bricks of class designation 7.5 | item no.697 | 1 | each
17.16 | Extra for depth for manholes : | item no.698 | [52 empty] | 17.16 | Extra for depth for manholes : | item no.698
17.17 | Size 90x80 cm | item no.699 | [52 empty] | 17.17 | Size 90x80 cm | item no.699
17.18 | With common burnt clay F.P.S. (non modular) bricks of class designation 7.5 | item no.700 | 0.5 | metre | 6578.69 |  |  | Excess(+) | 1 | Full Conversion | INR | [40 empty] | #VALUE! | #VALUE! | #VALUE! | 17.18 | With common burnt clay F.P.S. (non modular) bricks of class designation 7.5 | item no.700 | 0.5 | metre
17.19 | Supplying and fixing C.I. cover 300x300 mm without frame for gully trap (standard pattern) the weight of cover to be not less than 4.5 kg | item no.701 | 2 | each | 585.53 |  |  | Excess(+) | 1 | Full Conversion | INR | [40 empty] | #VALUE! | #VALUE! | #VALUE! | 17.19 | Supplying and fixing C.I. cover 300x300 mm without frame for gully trap (standard pattern) the weight of cover to be not less than 4.5 kg | item no.701 | 2 | each
17.2 | Making connection of drain or sewer line with existing manhole including breaking into and making good the walls, floors with cement concrete 1:2:4 mix (1 cement : 2 coarse sand : 4 graded stone aggregate 20 mm nominal size) cement plastered on both sides with cement mortar 1:3 (1 cement : 3 coarse sand), finished with a floating coat of neat cement and making necessary channels for the drain etc. complete : | item no.702 | [52 empty] | 17.2 | Making connection of drain or sewer line with existing manhole including breaking into and making good the walls, floors with cement concrete 1:2:4 mix (1 cement : 2 coarse sand : 4 graded stone aggregate 20 mm nominal size) cement plastered on both sides with cement mortar 1:3 (1 cement : 3 coarse sand), finished with a floating coat of neat cement and making necessary channels for the drain etc. complete : | item no.702
17.21 | For pipes 100 to 250 mm diameter | item no.703 | 4 | each | 546.69 |  |  | Excess(+) | 1 | Full Conversion | INR | [40 empty] | #VALUE! | #VALUE! | #VALUE! | 17.21 | For pipes 100 to 250 mm diameter | item no.703 | 4 | each
17.22 | For pipes 250 to 300 mm diameter | item no.704 | 2 | each | 628.93 |  |  | Excess(+) | 1 | Full Conversion | INR | [40 empty] | #VALUE! | #VALUE! | #VALUE! | 17.22 | For pipes 250 to 300 mm diameter | item no.704 | 2 | each
17.23 | Extra for depth of manholes dismantled : | item no.705 | [52 empty] | 17.23 | Extra for depth of manholes dismantled : | item no.705
17.24 | Rectangular manhole 90x80 cm and beyond 45 cm depth | item no.706 | 0.56 | metre | 1280.18 |  |  | Excess(+) | 1 | Full Conversion | INR | [40 empty] | #VALUE! | #VALUE! | #VALUE! | 17.24 | Rectangular manhole 90x80 cm and beyond 45 cm depth | item no.706 | 0.56 | metre
17.25 | Constructing brick masonry road gully chamber 110x50x77.5 cm with bricks in cement mortar 1:4 (1 cement : 4 coarse sand) including 500x450 mm precast R.C.C. horizontal grating with frame and vertical grating complete as per standard design : | item no.707 | [52 empty] | 17.25 | Constructing brick masonry road gully chamber 110x50x77.5 cm with bricks in cement mortar 1:4 (1 cement : 4 coarse sand) including 500x450 mm precast R.C.C. horizontal grating with frame and vertical grating complete as per standard design : | item no.707
17.26 | With common burnt clay F.P.S. (non modular) bricks of class designation 7.5 | item no.708 | 4 | each | 8635.81 |  |  | Excess(+) | 1 | Full Conversion | INR | [40 empty] | #VALUE! | #VALUE! | #VALUE! | 17.26 | With common burnt clay F.P.S. (non modular) bricks of class designation 7.5 | item no.708 | 4 | each
18 | ALUMINIUM WORK | item no.709 | [52 empty] | 18 | ALUMINIUM WORK | item no.709
18.01 | Providing and fixing aluminium work for doors, windows, ventilators and partitions with extruded built up standard tubular sections/ appropriate Z sections and other sections of approved make conforming to IS: 733 and IS: 1285, fixing with dash fasteners of required dia and size, including necessary filling up the gaps at junctions, i.e. at top, bottom and sides with required EPDM rubber/ neoprene gasket etc. Aluminium sections shall be smooth, rust free, straight, mitred and jointed mechanically wherever required including cleat angle, Aluminium snap beading for glazing / paneling, C.P. brass / stainless steel screws, all complete as per architectural drawings and the directions of Engineer-in-charge. (Glazing, paneling and dash fasteners to be paid for separately) : | item no.710 | [52 empty] | 18.01 | Providing and fixing aluminium work for doors, windows, ventilators and partitions with extruded built up standard tubular sections/ appropriate Z sections and other sections of approved make conforming to IS: 733 and IS: 1285, fixing with dash fasteners of required dia and size, including necessary filling up the gaps at junctions, i.e. at top, bottom and sides with required EPDM rubber/ neoprene gasket etc. Aluminium sections shall be smooth, rust free, straight, mitred and jointed mechanically wherever required including cleat angle, Aluminium snap beading for glazing / paneling, C.P. brass / stainless steel screws, all complete as per architectural drawings and the directions of Engineer-in-charge. (Glazing, paneling and dash fasteners to be paid for separately) : | item no.710
18.02 | For fixed portion | item no.711 | [52 empty] | 18.02 | For fixed portion | item no.711
18.03 | Anodised aluminium (anodised transparent or dyed to required shade according to IS: 1868, Minimum anodic coating of grade AC 15) | item no.712 | 7.28 | kg | 371.72 |  |  | Excess(+) | 1 | Full Conversion | INR | [40 empty] | #VALUE! | #VALUE! | #VALUE! | 18.03 | Anodised aluminium (anodised transparent or dyed to required shade according to IS: 1868, Minimum anodic coating of grade AC 15) | item no.712 | 7.28 | kg
18.04 | For shutters of doors, windows & ventilators including providing and fixing hinges/ pivots and making provision for fixing of fittings wherever required including the cost of EPDM rubber / neoprene gasket required (Fittings shall be paid for separately) | item no.713 | [52 empty] | 18.04 | For shutters of doors, windows & ventilators including providing and fixing hinges/ pivots and making provision for fixing of fittings wherever required including the cost of EPDM rubber / neoprene gasket required (Fittings shall be paid for separately) | item no.713
18.05 | Anodised aluminium (anodised transparent or dyed to required shade according to IS: 1868, Minimum anodic coating of grade AC 15) | item no.714 | 14.56 | kg | 450.15 |  |  | Excess(+) | 1 | Full Conversion | INR | [40 empty] | #VALUE! | #VALUE! | #VALUE! | 18.05 | Anodised aluminium (anodised transparent or dyed to required shade according to IS: 1868, Minimum anodic coating of grade AC 15) | item no.714 | 14.56 | kg
18.06 | Powder coated aluminium (minimum thickness of powder coating 50 micron) | item no.715 | 5.81 | kg | 479.04 |  |  | Excess(+) | 1 | Full Conversion | INR | [40 empty] | #VALUE! | #VALUE! | #VALUE! | 18.06 | Powder coated aluminium (minimum thickness of powder coating 50 micron) | item no.715 | 5.81 | kg
18.07 | Providing and fixing 12 mm thick prelaminated particle board flat pressed three layer or graded wood particle board conforming to IS: 12823 Grade l Type ll, in panelling fixed in aluminum doors, windows shutters and partition frames with C.P. brass / stainless steel screws etc. complete as per architectural drawings and directions of engineer-in-charge. | item no.716 | [52 empty] | 18.07 | Providing and fixing 12 mm thick prelaminated particle board flat pressed three layer or graded wood particle board conforming to IS: 12823 Grade l Type ll, in panelling fixed in aluminum doors, windows shutters and partition frames with C.P. brass / stainless steel screws etc. complete as per architectural drawings and directions of engineer-in-charge. | item no.716
18.08 | Pre-laminated particle board with decorative lamination on one side and balancing lamination on other side | item no.717 | 0.56 | sqm | 874.79 |  |  | Excess(+) | 1 | Full Conversion | INR | [40 empty] | #VALUE! | #VALUE! | #VALUE! | 18.08 | Pre-laminated particle board with decorative lamination on one side and balancing lamination on other side | item no.717 | 0.56 | sqm
18.09 | Pre-laminated particle board with decorative lamination on both sides | item no.718 | 1.75 | sqm | 917.93 |  |  | Excess(+) | 1 | Full Conversion | INR | [40 empty] | #VALUE! | #VALUE! | #VALUE! | 18.09 | Pre-laminated particle board with decorative lamination on both sides | item no.718 | 1.75 | sqm
18.1 | Providing and fixing glazing in aluminium door, window, ventilator shutters and partitions etc. with EPDM rubber / neoprene gasket etc. complete as per the architectural drawings and the directions of engineer-in-charge . (Cost of aluminium snap beading shall be paid in basic item): | item no.719 | [52 empty] | 18.1 | Providing and fixing glazing in aluminium door, window, ventilator shutters and partitions etc. with EPDM rubber / neoprene gasket etc. complete as per the architectural drawings and the directions of engineer-in-charge . (Cost of aluminium snap beading shall be paid in basic item): | item no.719
18.11 | With float glass panes of 4.0 mm thickness (weight not less than 10kg/sqm) | item no.720 | 0.56 | sqm | 876.45 |  |  | Excess(+) | 1 | Full Conversion | INR | [40 empty] | #VALUE! | #VALUE! | #VALUE! | 18.11 | With float glass panes of 4.0 mm thickness (weight not less than 10kg/sqm) | item no.720 | 0.56 | sqm
18.12 | With float glass panes of 5 mm thickness (weight not less than 12.50 kg/sqm) | item no.721 | 0.56 | sqm | 1136.69 |  |  | Excess(+) | 1 | Full Conversion | INR | [40 empty] | #VALUE! | #VALUE! | #VALUE! | 18.12 | With float glass panes of 5 mm thickness (weight not less than 12.50 kg/sqm) | item no.721 | 0.56 | sqm
18.13 | Providing and fixing double action hydraulic floor spring of approved brand and manufacture conforming to IS : 6315, having brand logo embossed on the body / plate with double spring mechanism and door weight upto 125 kg, for doors, including cost of cutting floors, embedding in floors as required and making good the same matching to the existing floor finishing and cover plates with brass pivot and single piece M.S. sheet outer box with slide plate etc. complete as per the direction of Engineer-in-charge. | item no.722 | [52 empty] | 18.13 | Providing and fixing double action hydraulic floor spring of approved brand and manufacture conforming to IS : 6315, having brand logo embossed on the body / plate with double spring mechanism and door weight upto 125 kg, for doors, including cost of cutting floors, embedding in floors as required and making good the same matching to the existing floor finishing and cover plates with brass pivot and single piece M.S. sheet outer box with slide plate etc. complete as per the direction of Engineer-in-charge. | item no.722
18.14 | With stainless steel cover plate minimum 1.25 mm thickness | item no.723 | 1 | each | 2115.3 |  |  | Excess(+) | 1 | Full Conversion | INR | [40 empty] | #VALUE! | #VALUE! | #VALUE! | 18.14 | With stainless steel cover plate minimum 1.25 mm thickness | item no.723 | 1 | each
18.15 | Extra for applying additional anodic coating AC 25 instead of AC 15 to aluminium extruded sections. | item no.724 | [52 empty] | 18.15 | Extra for applying additional anodic coating AC 25 instead of AC 15 to aluminium extruded sections. | item no.724
18.16 | For fixed portion | item no.725 | 0.56 | kg | 11.74 |  |  | Excess(+) | 1 | Full Conversion | INR | [40 empty] | #VALUE! | #VALUE! | #VALUE! | 18.16 | For fixed portion | item no.725 | 0.56 | kg
18.17 | For shutters of doors, windows & ventilators | item no.726 | 0.56 | kg | 11.74 |  |  | Excess(+) | 1 | Full Conversion | INR | [40 empty] | #VALUE! | #VALUE! | #VALUE! | 18.17 | For shutters of doors, windows & ventilators | item no.726 | 0.56 | kg
18.18 | Providing and fixing aluminium tubular handle bar 32 mm outer dia, 3.0 mm thick & 2100 mm long with SS screws etc .complete as per direction of Engineer-in-Charge. | item no.727 | [52 empty] | 18.18 | Providing and fixing aluminium tubular handle bar 32 mm outer dia, 3.0 mm thick & 2100 mm long with SS screws etc .complete as per direction of Engineer-in-Charge. | item no.727
18.19 | Anodized (AC 15 ) aluminium tubular handle bar | item no.728 | 2 | each | 449.18 |  |  | Excess(+) | 1 | Full Conversion | INR | [40 empty] | #VALUE! | #VALUE! | #VALUE! | 18.19 | Anodized (AC 15 ) aluminium tubular handle bar | item no.728 | 2 | each
18.2 | Providing and fixing 100mm brass locks (best make of approved quality) for aluminium doors including necessary cutting and making good etc. complete. | item no.729 | 1 | each | 402.06 |  |  | Excess(+) | 1 | Full Conversion | INR | [40 empty] | #VALUE! | #VALUE! | #VALUE! | 18.2 | Providing and fixing 100mm brass locks (best make of approved quality) for aluminium doors including necessary cutting and making good etc. complete. | item no.729 | 1 | each
18.21 | Providing and fixing aluminium casement windows fastener of required length for aluminium windows with necessary screws etc. complete. | item no.730 | [52 empty] | 18.21 | Providing and fixing aluminium casement windows fastener of required length for aluminium windows with necessary screws etc. complete. | item no.730
18.22 | Anodized (AC 15) aluminium | item no.731 | 2 | each | 59.22 |  |  | Excess(+) | 1 | Full Conversion | INR | [40 empty] | #VALUE! | #VALUE! | #VALUE! | 18.22 | Anodized (AC 15) aluminium | item no.731 | 2 | each
18.23 | Providing and fixing aluminium round shape handle of outer dia 100 mm with SS screws etc. complete as per direction of Engineer-in- charge | item no.732 | [52 empty] | 18.23 | Providing and fixing aluminium round shape handle of outer dia 100 mm with SS screws etc. complete as per direction of Engineer-in- charge | item no.732
18.24 | Anodized (AC 15 ) aluminium | item no.733 | 4 | each | 69.79 |  |  | Excess(+) | 1 | Full Conversion | INR | [40 empty] | #VALUE! | #VALUE! | #VALUE! | 18.24 | Anodized (AC 15 ) aluminium | item no.733 | 4 | each
19 | WATER PROOFING | item no.734 | [52 empty] | 19 | WATER PROOFING | item no.734
19.01 | Providing and laying water proofing treatment in sunken portion of WCs, bathroom etc., by applying cement slurry mixed with water proofing cement compound consisting of applying : (a) First layer of slurry of cement @ 0.488 kg/sqm mixed with water proofing cement compound @ 0.253 kg/ sqm. This layer will be allowed to air cure for 4 hours. (b) Second layer of slurry of cement @ 0.242 kg/sqm mixed with water proofing cement compound @ 0.126 kg/sqm. This layer will be allowed to air cure for 4 hours followed with water curing for 48 hours. The rate includes preparation of surface, treatment and sealing of all joints, corners, junctions of pipes and masonry with polymer mixed slurry. | item no.735 | 4.41 | sqm | 408.24 |  |  | Excess(+) | 1 | Full Conversion | INR | [40 empty] | #VALUE! | #VALUE! | #VALUE! | 19.01 | Providing and laying water proofing treatment in sunken portion of WCs, bathroom etc., by applying cement slurry mixed with water proofing cement compound consisting of applying : (a) First layer of slurry of cement @ 0.488 kg/sqm mixed with water proofing cement compound @ 0.253 kg/ sqm. This layer will be allowed to air cure for 4 hours. (b) Second layer of slurry of cement @ 0.242 kg/sqm mixed with water proofing cement compound @ 0.126 kg/sqm. This layer will be allowed to air cure for 4 hours followed with water curing for 48 hours. The rate includes preparation of surface, treatment and sealing of all joints, corners, junctions of pipes and masonry with polymer mixed slurry. | item no.735 | 4.41 | sqm
19.02 | Providing and laying water proofing treatment on roofs of slabs by applying cement slurry mixed with water proofing cement compound consisting of applying: (a) after surface preparation, first layer of slurry of cement @ 0.488 kg/sqm mixed with water proofing cement compound @ 0.253 kg/sqm. (b) laying second layer of Fibre glass cloth when the first layer is still green. Overlaps of joints of fibre cloth should not be less than 10 cm. (c) third layer of 1.5 mm thickness consisting of slurry of cement @ 1.289 kg/sqm mixed with water proofing cement compound @ 0.670 kg/sqm and coarse sand @ 1.289 kg/sqm. This will be allowed to air cure for 4 hours followed by water curing for 48 hours. The entire treatment will be taken upto 30 cm on parapet wall and tucked into groove in parapet all around. (d) fourth and final layer of brick tiling with cement mortar (which will be paid for separately. For the purpose of measurement the entire treated surface will be measured. | item no.736 | 0.28 | sqm | 458.61 |  |  | Excess(+) | 1 | Full Conversion | INR | [40 empty] | #VALUE! | #VALUE! | #VALUE! | 19.02 | Providing and laying water proofing treatment on roofs of slabs by applying cement slurry mixed with water proofing cement compound consisting of applying: (a) after surface preparation, first layer of slurry of cement @ 0.488 kg/sqm mixed with water proofing cement compound @ 0.253 kg/sqm. (b) laying second layer of Fibre glass cloth when the first layer is still green. Overlaps of joints of fibre cloth should not be less than 10 cm. (c) third layer of 1.5 mm thickness consisting of slurry of cement @ 1.289 kg/sqm mixed with water proofing cement compound @ 0.670 kg/sqm and coarse sand @ 1.289 kg/sqm. This will be allowed to air cure for 4 hours followed by water curing for 48 hours. The entire treatment will be taken upto 30 cm on parapet wall and tucked into groove in parapet all around. (d) fourth and final layer of brick tiling with cement mortar (which will be paid for separately. For the purpose of measurement the entire treated surface will be measured. | item no.736 | 0.28 | sqm
19.03 | Providing and laying integral cement based water proofing treatment including preparation of surface as required for treatment of roofs, balconies, terraces etc consisting of following operations: (a) Applying a slurry coat of neat cement using 2.75 kg/sqm of cement admixed with water proofing compound conforming to IS. 2645 and approved by Engineer-in-charge over the RCC slab including adjoining walls upto 300 mm height including cleaning the surface before treatment. (b) Laying brick bats with mortar using broken bricks/brick bats 25 mm to 115 mm size with 50% of cement mortar 1:5 (1 cement : 5 coarse sand) admixed with water proofing compound conforming to IS : 2645 and approved by Engineer-in-charge over 20 mm thick layer of cement mortar of mix 1:5 (1 cement :5 coarse sand ) admixed with water proofing compound conforming to IS : 2645 and approved by Engineer-in-charge to required slope and treating similarly the adjoining walls upto 300 mm height including rounding of junctions of walls and slabs. (c) After two days of proper curing applying a second coat of cement slurry using 2.75 kg/ sqm of cement admixed with water proofing compound conforming to IS : 2645 and approved by Engineer-in-charge. (d) Finishing the surface with 20 mm thick jointless cement mortar of mix 1:4 (1 cement :4 coarse sand) admixed with water proofing compound conforming to IS : 2645 and approved by Engineer-in-charge including laying glass fibre cloth of approved quality in top layer of plaster and finally finishing the surface with trowel with neat cement slurry and making pattern of 300x300 mm square 3 mm deep. (e) The whole terrace so finished shall be flooded with water for a minimum period of two weeks for curing and for final test.“All above operations to be done in order and as directed and specified by the Engineer-in-Charge : | item no.737 | [52 empty] | 19.03 | Providing and laying integral cement based water proofing treatment including preparation of surface as required for treatment of roofs, balconies, terraces etc consisting of following operations: (a) Applying a slurry coat of neat cement using 2.75 kg/sqm of cement admixed with water proofing compound conforming to IS. 2645 and approved by Engineer-in-charge over the RCC slab including adjoining walls upto 300 mm height including cleaning the surface before treatment. (b) Laying brick bats with mortar using broken bricks/brick bats 25 mm to 115 mm size with 50% of cement mortar 1:5 (1 cement : 5 coarse sand) admixed with water proofing compound conforming to IS : 2645 and approved by Engineer-in-charge over 20 mm thick layer of cement mortar of mix 1:5 (1 cement :5 coarse sand ) admixed with water proofing compound conforming to IS : 2645 and approved by Engineer-in-charge to required slope and treating similarly the adjoining walls upto 300 mm height including rounding of junctions of walls and slabs. (c) After two days of proper curing applying a second coat of cement slurry using 2.75 kg/ sqm of cement admixed with water proofing compound conforming to IS : 2645 and approved by Engineer-in-charge. (d) Finishing the surface with 20 mm thick jointless cement mortar of mix 1:4 (1 cement :4 coarse sand) admixed with water proofing compound conforming to IS : 2645 and approved by Engineer-in-charge including laying glass fibre cloth of approved quality in top layer of plaster and finally finishing the surface with trowel with neat cement slurry and making pattern of 300x300 mm square 3 mm deep. (e) The whole terrace so finished shall be flooded with water for a minimum period of two weeks for curing and for final test.“All above operations to be done in order and as directed and specified by the Engineer-in-Charge : | item no.737
19.04 | With average thickness of 120 mm and minimum thickness at khurra as 65 mm. | item no.738 | 2.94 | sqm | 1226.21 |  |  | Excess(+) | 1 | Full Conversion | INR | [40 empty] | #VALUE! | #VALUE! | #VALUE! | 19.04 | With average thickness of 120 mm and minimum thickness at khurra as 65 mm. | item no.738 | 2.94 | sqm
19.05 | Grading roof for water proofing treatment with | item no.739 | [52 empty] | 19.05 | Grading roof for water proofing treatment with | item no.739
19.06 | Cement concrete 1:2:4 (1 cement : 2 coarse sand : 4 graded stone aggregate 20mm nominal size) | item no.740 | 0.28 | cum | 6071.59 |  |  | Excess(+) | 1 | Full Conversion | INR | [40 empty] | #VALUE! | #VALUE! | #VALUE! | 19.06 | Cement concrete 1:2:4 (1 cement : 2 coarse sand : 4 graded stone aggregate 20mm nominal size) | item no.740 | 0.28 | cum
19.07 | Providing and mixing integral crystalline admixture for water proofing treatment to RCC structures like basement raft, retaining walls, reservior, sewage & water treatment plant, tunnels / subway and bridge deck etc. at the time of transporting of concrete into the drum of the ready-mix truck , using integral crystalline admixture @0.80% (minimum) to the weight of cement content per cubic meter of concrete) or higher as recommended by the manufacturer's specification in reinforced cement concrete at site of work. The material shall meet the requirements as specified in ACI-212-3R-2010 i.e. by reducing permeability of concrete by more than 90%, compared with control concrete as per DIN 1048 and resistant to 16 bar hydrostatic pressure. The crystalline admixture shall be capable of self-healing of cracks up to a width of 0.50mm. The work shall be carried out all complete as per specification and the direction of the Engineer-in-charge. The product performance shall carry guarantee for 10 years against any leakage. | item no.741 | 5 | kg | 339.5 |  |  | Excess(+) | 1 | Full Conversion | INR | [40 empty] | #VALUE! | #VALUE! | #VALUE! | 19.07 | Providing and mixing integral crystalline admixture for water proofing treatment to RCC structures like basement raft, retaining walls, reservior, sewage & water treatment plant, tunnels / subway and bridge deck etc. at the time of transporting of concrete into the drum of the ready-mix truck , using integral crystalline admixture @0.80% (minimum) to the weight of cement content per cubic meter of concrete) or higher as recommended by the manufacturer's specification in reinforced cement concrete at site of work. The material shall meet the requirements as specified in ACI-212-3R-2010 i.e. by reducing permeability of concrete by more than 90%, compared with control concrete as per DIN 1048 and resistant to 16 bar hydrostatic pressure. The crystalline admixture shall be capable of self-healing of cracks up to a width of 0.50mm. The work shall be carried out all complete as per specification and the direction of the Engineer-in-charge. The product performance shall carry guarantee for 10 years against any leakage. | item no.741 | 5 | kg
19.08 | Providing and applying fibre reinforced elastomeric liquid water proofing membrane with resilient acrylic polymers having Sun Reflectivity Index (SRI) of 105 on top of concrete roof in three coats @10.76 litre/ 10 sqm. One coat of self-priming of elastomeric waterproofing liquid (dilution with water in the ratio of 3:1) and two coats of undiluted elastomeric waterproofing liquid (dry film thickness of complete application/system not less than 500 microns). The operation shall be carried out after scrapping and properly cleaning the surface to remove loose particles with wire brushes, complete in all respect as per the direction of Engineer-in-Charge. | item no.742 | 450 | sqm | 364.44 |  |  | Excess(+) | 1 | Full Conversion | INR | [40 empty] | #VALUE! | #VALUE! | #VALUE! | 19.08 | Providing and applying fibre reinforced elastomeric liquid water proofing membrane with resilient acrylic polymers having Sun Reflectivity Index (SRI) of 105 on top of concrete roof in three coats @10.76 litre/ 10 sqm. One coat of self-priming of elastomeric waterproofing liquid (dilution with water in the ratio of 3:1) and two coats of undiluted elastomeric waterproofing liquid (dry film thickness of complete application/system not less than 500 microns). The operation shall be carried out after scrapping and properly cleaning the surface to remove loose particles with wire brushes, complete in all respect as per the direction of Engineer-in-Charge. | item no.742 | 450 | sqm
20 | NEW TECHNOLOGIES AND MATERIALS | item no.743 | [52 empty] | 20 | NEW TECHNOLOGIES AND MATERIALS | item no.743
20.01 | Providing, mixing and applying bonding coat of approved adhesive on chipped portion of RCC as per specifications and direction of Engineer-In-charge complete in all respect. | item no.744 | [52 empty] | 20.01 | Providing, mixing and applying bonding coat of approved adhesive on chipped portion of RCC as per specifications and direction of Engineer-In-charge complete in all respect. | item no.744
20.02 | Epoxy bonding adhesive having coverage 2.20 sqm/kg of approved make | item no.745 | 30 | sqm | 340.64 |  |  | Excess(+) | 1 | Full Conversion | INR | [40 empty] | #VALUE! | #VALUE! | #VALUE! | 20.02 | Epoxy bonding adhesive having coverage 2.20 sqm/kg of approved make | item no.745 | 30 | sqm
21 | MINOR CIVIL MAINTENANCE WORK: | item no.746 | [52 empty] | 21 | MINOR CIVIL MAINTENANCE WORK: | item no.746
21.01 | "Providing and laying in position cement concrete of specified grade excluding the cost of centering and shuttering - All work up to plinth level : 1:5:10 (1 cement : 5 coarse sand (zone-III) derived from natural sources: 10 graded brick aggregate 40 mm nominal size derived from natural sources) | item no.747 | 3.5 | Cum | 4942.04 |  |  | Excess(+) | 1 | Full Conversion | INR | [40 empty] | #VALUE! | #VALUE! | #VALUE! | 21.01 | "Providing and laying in position cement concrete of specified grade excluding the cost of centering and shuttering - All work up to plinth level : 1:5:10 (1 cement : 5 coarse sand (zone-III) derived from natural sources: 10 graded brick aggregate 40 mm nominal size derived from natural sources) | item no.747 | 3.5 | Cum
21.02 | "P/F C.P brass towel rod complete with two C.P.brass brackets fixed to wooden cleats with C.P. brass screws of approved quality size of 600 x 20 mm. | item no.748 | 8 | Each | 422.32 |  |  | Excess(+) | 1 | Full Conversion | INR | [40 empty] | #VALUE! | #VALUE! | #VALUE! | 21.02 | "P/F C.P brass towel rod complete with two C.P.brass brackets fixed to wooden cleats with C.P. brass screws of approved quality size of 600 x 20 mm. | item no.748 | 8 | Each
21.03 | "Providing and fixing gun metal gate valve with C.I. wheel of approved quality (screwed end) : (a) 15mm nominal bore. | item no.749 | 4 | Each | 555.01 |  |  | Excess(+) | 1 | Full Conversion | INR | [40 empty] | #VALUE! | #VALUE! | #VALUE! | 21.03 | "Providing and fixing gun metal gate valve with C.I. wheel of approved quality (screwed end) : (a) 15mm nominal bore. | item no.749 | 4 | Each
21.04 | "Providing and fixing C.P. grating with or without hole for waste pipe for floor/ nahani trap 100 mm dia. weight not less than 100 grams. | item no.750 | 14 | Each | 58.65 |  |  | Excess(+) | 1 | Full Conversion | INR | [40 empty] | #VALUE! | #VALUE! | #VALUE! | 21.04 | "Providing and fixing C.P. grating with or without hole for waste pipe for floor/ nahani trap 100 mm dia. weight not less than 100 grams. | item no.750 | 14 | Each
21.05 | "Cutting rubbing and polishing of old mosaic flooring of dado for rubbing and removal of rubbish i/c one coat of cement slurry for final rubbing and polishing. | item no.751 | 100 | Sqm | 69.91 |  |  | Excess(+) | 1 | Full Conversion | INR | [40 empty] | #VALUE! | #VALUE! | #VALUE! | 21.05 | "Cutting rubbing and polishing of old mosaic flooring of dado for rubbing and removal of rubbish i/c one coat of cement slurry for final rubbing and polishing. | item no.751 | 100 | Sqm
21.06 | "Providing and fixing C.P flange for C.P bib cock/C.P angle stop cock. | item no.752 | 20 | Each | 29.32 |  |  | Excess(+) | 1 | Full Conversion | INR | [40 empty] | #VALUE! | #VALUE! | #VALUE! | 21.06 | "Providing and fixing C.P flange for C.P bib cock/C.P angle stop cock. | item no.752 | 20 | Each
21.07 | "Providing and fixing C.P Brass shower rose 15 mm or 20 mm inlet with shower arm (a) 75 mm dia fancy type. | item no.753 | 6 | Each | 504.43 |  |  | Excess(+) | 1 | Full Conversion | INR | [40 empty] | #VALUE! | #VALUE! | #VALUE! | 21.07 | "Providing and fixing C.P Brass shower rose 15 mm or 20 mm inlet with shower arm (a) 75 mm dia fancy type. | item no.753 | 6 | Each
21.08 | "Providing and fixing C.P. waste 32 mm dia of make L&K for wash basin / sink. | item no.754 | 6 | Each | 281.45 |  |  | Excess(+) | 1 | Full Conversion | INR | [40 empty] | #VALUE! | #VALUE! | #VALUE! | 21.08 | "Providing and fixing C.P. waste 32 mm dia of make L&K for wash basin / sink. | item no.754 | 6 | Each
21.09 | "Providing and fixing ISI marked flush door shutter non decorative type, core of block board construction with frame of first class hard wood and well matched commercial 3 ply veneering with vertical grains or cross bands and face veneers on both faces of shutters. 35 mm thick including ISI marked M.S butt hinges with necessary screw complete. | item no.755 | 20 | Sqm | 1972.2 |  |  | Excess(+) | 1 | Full Conversion | INR | [40 empty] | #VALUE! | #VALUE! | #VALUE! | 21.09 | "Providing and fixing ISI marked flush door shutter non decorative type, core of block board construction with frame of first class hard wood and well matched commercial 3 ply veneering with vertical grains or cross bands and face veneers on both faces of shutters. 35 mm thick including ISI marked M.S butt hinges with necessary screw complete. | item no.755 | 20 | Sqm
21.1 | "Providing and fixing white vitreous china oval type wash basin of size 550 x 480 with 15mm C.P brass pillar tap, 32mm C.P brass waste of standard pattern. | item no.756 | 1 | Each | 3451.44 |  |  | Excess(+) | 1 | Full Conversion | INR | [40 empty] | #VALUE! | #VALUE! | #VALUE! | 21.1 | "Providing and fixing white vitreous china oval type wash basin of size 550 x 480 with 15mm C.P brass pillar tap, 32mm C.P brass waste of standard pattern. | item no.756 | 1 | Each
21.11 | "Providing and Fixing M.S handle for steel window. | item no.757 | 5 | Each | 29.37 |  |  | Excess(+) | 1 | Full Conversion | INR | [40 empty] | #VALUE! | #VALUE! | #VALUE! | 21.11 | "Providing and Fixing M.S handle for steel window. | item no.757 | 5 | Each
21.12 | "Providing and fixing C.P. pillar cock 15 mm nominal bore (L&K make) for wash basin. | item no.758 | 2 | Each | 561.15 |  |  | Excess(+) | 1 | Full Conversion | INR | [40 empty] | #VALUE! | #VALUE! | #VALUE! | 21.12 | "Providing and fixing C.P. pillar cock 15 mm nominal bore (L&K make) for wash basin. | item no.758 | 2 | Each
21.13 | "Providing and Fixing white vitreous china flat back half stall urinal of size 580x 380 x 350 mm with fittings standard size, C.P. Brass domical waste 32 mm , C.P. Brass spreders 15 mm , C.P. Connection pipe with Brass union & clamp and C.P Brass Push Cock 15 mm including cutting & making good the wall. | item no.759 | 1 | Each | 6541.29 |  |  | Excess(+) | 1 | Full Conversion | INR | [40 empty] | #VALUE! | #VALUE! | #VALUE! | 21.13 | "Providing and Fixing white vitreous china flat back half stall urinal of size 580x 380 x 350 mm with fittings standard size, C.P. Brass domical waste 32 mm , C.P. Brass spreders 15 mm , C.P. Connection pipe with Brass union & clamp and C.P Brass Push Cock 15 mm including cutting & making good the wall. | item no.759 | 1 | Each
21.14 | "Providing and fixing C.P soap dish. | item no.760 | 4 | Each | 316.73 |  |  | Excess(+) | 1 | Full Conversion | INR | [40 empty] | #VALUE! | #VALUE! | #VALUE! | 21.14 | "Providing and fixing C.P soap dish. | item no.760 | 4 | Each
21.15 | Providing & fixing C.P Coat Pin hanger | item no.761 | 2 | Each | 234.23 |  |  | Excess(+) | 1 | Full Conversion | INR | [40 empty] | #VALUE! | #VALUE! | #VALUE! | 21.15 | Providing & fixing C.P Coat Pin hanger | item no.761 | 2 | Each
21.16 | "Providing and fixing C.P connection for gyser (15 x 450) mm with nut and washer. | item no.762 | 3 | Each | 305.12 |  |  | Excess(+) | 1 | Full Conversion | INR | [40 empty] | #VALUE! | #VALUE! | #VALUE! | 21.16 | "Providing and fixing C.P connection for gyser (15 x 450) mm with nut and washer. | item no.762 | 3 | Each
21.17 | Extra for providing and fixing of 8mm to 9mm thick ceramic glazed wall tiles instead of 5mm thick ceramic glazed wall tiles. | item no.763 | 25 | sqm | 155.8 |  |  | Excess(+) | 1 | Full Conversion | INR | [40 empty] | #VALUE! | #VALUE! | #VALUE! | 21.17 | Extra for providing and fixing of 8mm to 9mm thick ceramic glazed wall tiles instead of 5mm thick ceramic glazed wall tiles. | item no.763 | 25 | sqm
21.18 | Brick on edge flooring with old available bricks of class designation 7.5 on a bed of 12 mm cement mortar, including filling the joints with same mortar, with common burnt clay non modular bricks: 1:6 (1cement : 6 coarse sand) | item no.764 | 150 | Sqm | 474.92 |  |  | Excess(+) | 1 | Full Conversion | INR | [40 empty] | #VALUE! | #VALUE! | #VALUE! | 21.18 | Brick on edge flooring with old available bricks of class designation 7.5 on a bed of 12 mm cement mortar, including filling the joints with same mortar, with common burnt clay non modular bricks: 1:6 (1cement : 6 coarse sand) | item no.764 | 150 | Sqm
21.19 | Half brick masonry with old available common burnt clay F.P.S. (non modular) bricks of class designation 7.5 in superstructure above plinth level up to floor V level. Cement mortar 1:4 (1 cement :4 coarse sand) | item no.765 | 2 | Sqm | 566.68 |  |  | Excess(+) | 1 | Full Conversion | INR | [40 empty] | #VALUE! | #VALUE! | #VALUE! | 21.19 | Half brick masonry with old available common burnt clay F.P.S. (non modular) bricks of class designation 7.5 in superstructure above plinth level up to floor V level. Cement mortar 1:4 (1 cement :4 coarse sand) | item no.765 | 2 | Sqm
21.2 | "Providing and fixing C.P waste 40 mm nominal bore for china sink or wash basin (L&K) make. | item no.766 | 2 | Each | 293.29 |  |  | Excess(+) | 1 | Full Conversion | INR | [40 empty] | #VALUE! | #VALUE! | #VALUE! | 21.2 | "Providing and fixing C.P waste 40 mm nominal bore for china sink or wash basin (L&K) make. | item no.766 | 2 | Each
21.21 | "Providing and fixing C.P waste 50 mm nominal bore for china sink or wash basin (L&K) make. | item no.767 | 2 | Each | 363.87 |  |  | Excess(+) | 1 | Full Conversion | INR | [40 empty] | #VALUE! | #VALUE! | #VALUE! | 21.21 | "Providing and fixing C.P waste 50 mm nominal bore for china sink or wash basin (L&K) make. | item no.767 | 2 | Each
21.22 | "P/F 1.50mm thick homogeneous polyvinyl chloride sheet/tile in flooring and skirting in approved pattern on a smooth and damp proof base using rubber base adhesive of approved quality and manufacturer like Dualpo S-758 , Fevicol SR 998 or equivalent including rolling with light wooden roller weight about 5 kg. All complete as directed by Engineer -in -charge in approved colour and shade. | item no.768 | 50 | Sqm | 542.74 |  |  | Excess(+) | 1 | Full Conversion | INR | [40 empty] | #VALUE! | #VALUE! | #VALUE! | 21.22 | "P/F 1.50mm thick homogeneous polyvinyl chloride sheet/tile in flooring and skirting in approved pattern on a smooth and damp proof base using rubber base adhesive of approved quality and manufacturer like Dualpo S-758 , Fevicol SR 998 or equivalent including rolling with light wooden roller weight about 5 kg. All complete as directed by Engineer -in -charge in approved colour and shade. | item no.768 | 50 | Sqm
21.23 | Providing and fixing C.P basin mixer of 15 mm nominal bore (L&K) make for one piece only | item no.769 | 2 | Each | 2053.04 |  |  | Excess(+) | 1 | Full Conversion | INR | [40 empty] | #VALUE! | #VALUE! | #VALUE! | 21.23 | Providing and fixing C.P basin mixer of 15 mm nominal bore (L&K) make for one piece only | item no.769 | 2 | Each
21.24 | "Providing and fixing 15 mm nominal bore C.P brass two way bib cock of L&K or approved equivalent make. | item no.770 | 2 | Each | 1014.9 |  |  | Excess(+) | 1 | Full Conversion | INR | [40 empty] | #VALUE! | #VALUE! | #VALUE! | 21.24 | "Providing and fixing 15 mm nominal bore C.P brass two way bib cock of L&K or approved equivalent make. | item no.770 | 2 | Each
21.25 | "Making blunt to spikes in the grill of existing boundary wall. " | item no.771 | 52 | each | 2.63 |  |  | Excess(+) | 1 | Full Conversion | INR | [40 empty] | #VALUE! | #VALUE! | #VALUE! | 21.25 | "Making blunt to spikes in the grill of existing boundary wall. " | item no.771 | 52 | each
21.26 | Providing and fixing anti-cocroach grating 125 mm dia of approved equivalent make. | item no.772 | 1 | Each | 334.5 |  |  | Excess(+) | 1 | Full Conversion | INR | [40 empty] | #VALUE! | #VALUE! | #VALUE! | 21.26 | Providing and fixing anti-cocroach grating 125 mm dia of approved equivalent make. | item no.772 | 1 | Each
21.27 | Providing and fixing 15 mm nominal bore C.P. swan neck pillar cock of L&K or approved equivalent make. | item no.773 | 1 | Each | 1125.82 |  |  | Excess(+) | 1 | Full Conversion | INR | [40 empty] | #VALUE! | #VALUE! | #VALUE! | 21.27 | Providing and fixing 15 mm nominal bore C.P. swan neck pillar cock of L&K or approved equivalent make. | item no.773 | 1 | Each
21.28 | Providing and fixing 15 mm nominal bore two way angle valve of make L&K or approved equivalent make. | item no.774 | 1 | Each | 1014.9 |  |  | Excess(+) | 1 | Full Conversion | INR | [40 empty] | #VALUE! | #VALUE! | #VALUE! | 21.28 | Providing and fixing 15 mm nominal bore two way angle valve of make L&K or approved equivalent make. | item no.774 | 1 | Each
21.29 | Providing and fixing aluminum door seal in door i/c necessary screw etc complete. | item no.775 | 20 | metre | 181.85 |  |  | Excess(+) | 1 | Full Conversion | INR | [40 empty] | #VALUE! | #VALUE! | #VALUE! | 21.29 | Providing and fixing aluminum door seal in door i/c necessary screw etc complete. | item no.775 | 20 | metre
21.3 | Providing and fixing of "I hook" of with ISI marked M.S. pressed butt hinges bright finished of required size. | item no.776 | 30 | each | 32.83 |  |  | Excess(+) | 1 | Full Conversion | INR | [40 empty] | #VALUE! | #VALUE! | #VALUE! | 21.3 | Providing and fixing of "I hook" of with ISI marked M.S. pressed butt hinges bright finished of required size. | item no.776 | 30 | each
21.31 | Providing and fixing fly proof stainless steel grade 304 wire gauge, to windows and clerestory windows using wire gauge with average width of aperture 1.4 mm in both directions with wire of dia. 0.50 mm all complete.12 x12 mm beading | item no.777 | 24 | Sqm | 803.15 |  |  | Excess(+) | 1 | Full Conversion | INR | [40 empty] | #VALUE! | #VALUE! | #VALUE! | 21.31 | Providing and fixing fly proof stainless steel grade 304 wire gauge, to windows and clerestory windows using wire gauge with average width of aperture 1.4 mm in both directions with wire of dia. 0.50 mm all complete.12 x12 mm beading | item no.777 | 24 | Sqm
21.32 | P/F 1mm thick sunmica lamination with favicol as per direction of Engineer-in-chargeover the existing comercial flush door shutter including taking out and refixing shutter complete. | item no.778 | 5 | Sqm | 482.24 |  |  | Excess(+) | 1 | Full Conversion | INR | [40 empty] | #VALUE! | #VALUE! | #VALUE! | 21.32 | P/F 1mm thick sunmica lamination with favicol as per direction of Engineer-in-chargeover the existing comercial flush door shutter including taking out and refixing shutter complete. | item no.778 | 5 | Sqm
21.33 | Supply of coarse sand. | item no.779 | 12 | Cum | 1583.7 |  |  | Excess(+) | 1 | Full Conversion | INR | [40 empty] | #VALUE! | #VALUE! | #VALUE! | 21.33 | Supply of coarse sand. | item no.779 | 12 | Cum
21.34 | Supply and fixing of hand shower in mixture unit. | item no.780 | 10 | Each | 1513.31 |  |  | Excess(+) | 1 | Full Conversion | INR | [40 empty] | #VALUE! | #VALUE! | #VALUE! | 21.34 | Supply and fixing of hand shower in mixture unit. | item no.780 | 10 | Each
21.35 | Brick work with available common burnt clay modular bricks of class designation 7.5 in foundation and plinth in: Cement Mortar 1:6 (1 cement : 6 coarse sand). | item no.781 | 1 | Cum | 2549.4 |  |  | Excess(+) | 1 | Full Conversion | INR | [40 empty] | #VALUE! | #VALUE! | #VALUE! | 21.35 | Brick work with available common burnt clay modular bricks of class designation 7.5 in foundation and plinth in: Cement Mortar 1:6 (1 cement : 6 coarse sand). | item no.781 | 1 | Cum
21.36 | Brick work with available common burnt clay F.P.S. (non modular) bricks of class designation 7.5 in superstructure above plinth level up to floor V level in all shapes and sizes in : Cement mortar 1:6 (1 cement : 6 coarse sand) | item no.782 | 1 | cum | 3041.73 |  |  | Excess(+) | 1 | Full Conversion | INR | [40 empty] | #VALUE! | #VALUE! | #VALUE! | 21.36 | Brick work with available common burnt clay F.P.S. (non modular) bricks of class designation 7.5 in superstructure above plinth level up to floor V level in all shapes and sizes in : Cement mortar 1:6 (1 cement : 6 coarse sand) | item no.782 | 1 | cum
21.37 | Providing and fixing CP nozzle cock 15 mm dia of approved make. | item no.783 | 2 | Each | 270.23 |  |  | Excess(+) | 1 | Full Conversion | INR | [40 empty] | #VALUE! | #VALUE! | #VALUE! | 21.37 | Providing and fixing CP nozzle cock 15 mm dia of approved make. | item no.783 | 2 | Each
21.38 | P/F CP liquid soap dispensor (container)of standard make fixed on wall with screw etc complete. | item no.784 | 1 | Each | 492.91 |  |  | Excess(+) | 1 | Full Conversion | INR | [40 empty] | #VALUE! | #VALUE! | #VALUE! | 21.38 | P/F CP liquid soap dispensor (container)of standard make fixed on wall with screw etc complete. | item no.784 | 1 | Each
21.39 | Providing and fixing 24 gauge, 12 mm size galvanised chicken wire mess of approved make at junction of concrete and masonary work and all other locations as called for including cutting to required sizes , necessary laps and fixing in position with galvanised wire nails complete. | item no.785 | 20 | Sqm | 74.52 |  |  | Excess(+) | 1 | Full Conversion | INR | [40 empty] | #VALUE! | #VALUE! | #VALUE! | 21.39 | Providing and fixing 24 gauge, 12 mm size galvanised chicken wire mess of approved make at junction of concrete and masonary work and all other locations as called for including cutting to required sizes , necessary laps and fixing in position with galvanised wire nails complete. | item no.785 | 20 | Sqm
21.4 | Providind and fixing C.P. hand spray (heath faucet) with push button control and flexible hose connection with C.P hook of L&K make or approved equivalent complete in all respects. | item no.786 | 9 | each | 815.75 |  |  | Excess(+) | 1 | Full Conversion | INR | [40 empty] | #VALUE! | #VALUE! | #VALUE! | 21.4 | Providind and fixing C.P. hand spray (heath faucet) with push button control and flexible hose connection with C.P hook of L&K make or approved equivalent complete in all respects. | item no.786 | 9 | each
21.41 | Providing & fixing P.V.C. door silencer with necessary screw etc. complete. 75 mm. | item no.787 | 1 | Each | 33.66 |  |  | Excess(+) | 1 | Full Conversion | INR | [40 empty] | #VALUE! | #VALUE! | #VALUE! | 21.41 | Providing & fixing P.V.C. door silencer with necessary screw etc. complete. 75 mm. | item no.787 | 1 | Each
21.42 | Providing & fixing P.V.C. door silencer with necessary screw etc complete. 100 mm | item no.788 | 1 | Each | 49.27 |  |  | Excess(+) | 1 | Full Conversion | INR | [40 empty] | #VALUE! | #VALUE! | #VALUE! | 21.42 | Providing & fixing P.V.C. door silencer with necessary screw etc complete. 100 mm | item no.788 | 1 | Each
Total in Figures | [51 empty] | #VALUE! | #VALUE! | #VALUE!
Quoted Rate in Figures |  |  |  | Select | [47 empty] | 0 | 0 | #VALUE!
Quoted Rate in Words |  | #VALUE!
Note on K15: gepadmin: 1. If you choose "Full Conversion" then Column BA (AMOUNT) and Column BB (TAXES) BOTH values will be convert based on selected Currency in (Column L). 2. If you choose "Partial Conversion" then Column BA (AMOUNT) only will be converted based on selected currency (Column L) and Column BB (TAXES) value (INR) will be added to the converted values.
Note on K16: gepadmin: 1. If you choose "Full Conversion" then Column BA (AMOUNT) and Column BB (TAXES) BOTH values will be convert based on selected Currency in (Column L). 2. If you choose "Partial Conversion" then Column BA (AMOUNT) only will be converted based on selected currency (Column L) and Column BB (TAXES) value (INR) will be added to the converted values.
Note on K19: gepadmin: 1. If you choose "Full Conversion" then Column BA (AMOUNT) and Column BB (TAXES) BOTH values will be convert based on selected Currency in (Column L). 2. If you choose "Partial Conversion" then Column BA (AMOUNT) only will be converted based on selected currency (Column L) and Column BB (TAXES) value (INR) will be added to the converted values.
Note on K21: gepadmin: 1. If you choose "Full Conversion" then Column BA (AMOUNT) and Column BB (TAXES) BOTH values will be convert based on selected Currency in (Column L). 2. If you choose "Partial Conversion" then Column BA (AMOUNT) only will be converted based on selected currency (Column L) and Column BB (TAXES) value (INR) will be added to the converted values.
Note on K23: gepadmin: 1. If you choose "Full Conversion" then Column BA (AMOUNT) and Column BB (TAXES) BOTH values will be convert based on selected Currency in (Column L). 2. If you choose "Partial Conversion" then Column BA (AMOUNT) only will be converted based on selected currency (Column L) and Column BB (TAXES) value (INR) will be added to the converted values.
Note on K26: gepadmin: 1. If you choose "Full Conversion" then Column BA (AMOUNT) and Column BB (TAXES) BOTH values will be convert based on selected Currency in (Column L). 2. If you choose "Partial Conversion" then Column BA (AMOUNT) only will be converted based on selected currency (Column L) and Column BB (TAXES) value (INR) will be added to the converted values.
Note on K27: gepadmin: 1. If you choose "Full Conversion" then Column BA (AMOUNT) and Column BB (TAXES) BOTH values will be convert based on selected Currency in (Column L). 2. If you choose "Partial Conversion" then Column BA (AMOUNT) only will be converted based on selected currency (Column L) and Column BB (TAXES) value (INR) will be added to the converted values.
Note on K28: gepadmin: 1. If you choose "Full Conversion" then Column BA (AMOUNT) and Column BB (TAXES) BOTH values will be convert based on selected Currency in (Column L). 2. If you choose "Partial Conversion" then Column BA (AMOUNT) only will be converted based on selected currency (Column L) and Column BB (TAXES) value (INR) will be added to the converted values.
Note on K29: gepadmin: 1. If you choose "Full Conversion" then Column BA (AMOUNT) and Column BB (TAXES) BOTH values will be convert based on selected Currency in (Column L). 2. If you choose "Partial Conversion" then Column BA (AMOUNT) only will be converted based on selected currency (Column L) and Column BB (TAXES) value (INR) will be added to the converted values.
Note on K30: gepadmin: 1. If you choose "Full Conversion" then Column BA (AMOUNT) and Column BB (TAXES) BOTH values will be convert based on selected Currency in (Column L). 2. If you choose "Partial Conversion" then Column BA (AMOUNT) only will be converted based on selected currency (Column L) and Column BB (TAXES) value (INR) will be added to the converted values.
Note on K32: gepadmin: 1. If you choose "Full Conversion" then Column BA (AMOUNT) and Column BB (TAXES) BOTH values will be convert based on selected Currency in (Column L). 2. If you choose "Partial Conversion" then Column BA (AMOUNT) only will be converted based on selected currency (Column L) and Column BB (TAXES) value (INR) will be added to the converted values.
Note on K34: gepadmin: 1. If you choose "Full Conversion" then Column BA (AMOUNT) and Column BB (TAXES) BOTH values will be convert based on selected Currency in (Column L). 2. If you choose "Partial Conversion" then Column BA (AMOUNT) only will be converted based on selected currency (Column L) and Column BB (TAXES) value (INR) will be added to the converted values.
Note on K37: gepadmin: 1. If you choose "Full Conversion" then Column BA (AMOUNT) and Column BB (TAXES) BOTH values will be convert based on selected Currency in (Column L). 2. If you choose "Partial Conversion" then Column BA (AMOUNT) only will be converted based on selected currency (Column L) and Column BB (TAXES) value (INR) will be added to the converted values.
Note on K38: gepadmin: 1. If you choose "Full Conversion" then Column BA (AMOUNT) and Column BB (TAXES) BOTH values will be convert based on selected Currency in (Column L). 2. If you choose "Partial Conversion" then Column BA (AMOUNT) only will be converted based on selected currency (Column L) and Column BB (TAXES) value (INR) will be added to the converted values.
Note on K40: gepadmin: 1. If you choose "Full Conversion" then Column BA (AMOUNT) and Column BB (TAXES) BOTH values will be convert based on selected Currency in (Column L). 2. If you choose "Partial Conversion" then Column BA (AMOUNT) only will be converted based on selected currency (Column L) and Column BB (TAXES) value (INR) will be added to the converted values.
Note on K41: gepadmin: 1. If you choose "Full Conversion" then Column BA (AMOUNT) and Column BB (TAXES) BOTH values will be convert based on selected Currency in (Column L). 2. If you choose "Partial Conversion" then Column BA (AMOUNT) only will be converted based on selected currency (Column L) and Column BB (TAXES) value (INR) will be added to the converted values.
Note on K42: gepadmin: 1. If you choose "Full Conversion" then Column BA (AMOUNT) and Column BB (TAXES) BOTH values will be convert based on selected Currency in (Column L). 2. If you choose "Partial Conversion" then Column BA (AMOUNT) only will be converted based on selected currency (Column L) and Column BB (TAXES) value (INR) will be added to the converted values.
Note on K43: gepadmin: 1. If you choose "Full Conversion" then Column BA (AMOUNT) and Column BB (TAXES) BOTH values will be convert based on selected Currency in (Column L). 2. If you choose "Partial Conversion" then Column BA (AMOUNT) only will be converted based on selected currency (Column L) and Column BB (TAXES) value (INR) will be added to the converted values.
Note on K44: gepadmin: 1. If you choose "Full Conversion" then Column BA (AMOUNT) and Column BB (TAXES) BOTH values will be convert based on selected Currency in (Column L). 2. If you choose "Partial Conversion" then Column BA (AMOUNT) only will be converted based on selected currency (Column L) and Column BB (TAXES) value (INR) will be added to the converted values.
Note on K47: gepadmin: 1. If you choose "Full Conversion" then Column BA (AMOUNT) and Column BB (TAXES) BOTH values will be convert based on selected Currency in (Column L). 2. If you choose "Partial Conversion" then Column BA (AMOUNT) only will be converted based on selected currency (Column L) and Column BB (TAXES) value (INR) will be added to the converted values.
Note on K48: gepadmin: 1. If you choose "Full Conversion" then Column BA (AMOUNT) and Column BB (TAXES) BOTH values will be convert based on selected Currency in (Column L). 2. If you choose "Partial Conversion" then Column BA (AMOUNT) only will be converted based on selected currency (Column L) and Column BB (TAXES) value (INR) will be added to the converted values.
Note on K50: gepadmin: 1. If you choose "Full Conversion" then Column BA (AMOUNT) and Column BB (TAXES) BOTH values will be convert based on selected Currency in (Column L). 2. If you choose "Partial Conversion" then Column BA (AMOUNT) only will be converted based on selected currency (Column L) and Column BB (TAXES) value (INR) will be added to the converted values.
Note on K51: gepadmin: 1. If you choose "Full Conversion" then Column BA (AMOUNT) and Column BB (TAXES) BOTH values will be convert based on selected Currency in (Column L). 2. If you choose "Partial Conversion" then Column BA (AMOUNT) only will be converted based on selected currency (Column L) and Column BB (TAXES) value (INR) will be added to the converted values.
Note on K53: gepadmin: 1. If you choose "Full Conversion" then Column BA (AMOUNT) and Column BB (TAXES) BOTH values will be convert based on selected Currency in (Column L). 2. If you choose "Partial Conversion" then Column BA (AMOUNT) only will be converted based on selected currency (Column L) and Column BB (TAXES) value (INR) will be added to the converted values.
Note on K54: gepadmin: 1. If you choose "Full Conversion" then Column BA (AMOUNT) and Column BB (TAXES) BOTH values will be convert based on selected Currency in (Column L). 2. If you choose "Partial Conversion" then Column BA (AMOUNT) only will be converted based on selected currency (Column L) and Column BB (TAXES) value (INR) will be added to the converted values.
Note on K55: gepadmin: 1. If you choose "Full Conversion" then Column BA (AMOUNT) and Column BB (TAXES) BOTH values will be convert based on selected Currency in (Column L). 2. If you choose "Partial Conversion" then Column BA (AMOUNT) only will be converted based on selected currency (Column L) and Column BB (TAXES) value (INR) will be added to the converted values.
Note on K56: gepadmin: 1. If you choose "Full Conversion" then Column BA (AMOUNT) and Column BB (TAXES) BOTH values will be convert based on selected Currency in (Column L). 2. If you choose "Partial Conversion" then Column BA (AMOUNT) only will be converted based on selected currency (Column L) and Column BB (TAXES) value (INR) will be added to the converted values.
Note on K57: gepadmin: 1. If you choose "Full Conversion" then Column BA (AMOUNT) and Column BB (TAXES) BOTH values will be convert based on selected Currency in (Column L). 2. If you choose "Partial Conversion" then Column BA (AMOUNT) only will be converted based on selected currency (Column L) and Column BB (TAXES) value (INR) will be added to the converted values.
Note on K59: gepadmin: 1. If you choose "Full Conversion" then Column BA (AMOUNT) and Column BB (TAXES) BOTH values will be convert based on selected Currency in (Column L). 2. If you choose "Partial Conversion" then Column BA (AMOUNT) only will be converted based on selected currency (Column L) and Column BB (TAXES) value (INR) will be added to the converted values.
Note on K60: gepadmin: 1. If you choose "Full Conversion" then Column BA (AMOUNT) and Column BB (TAXES) BOTH values will be convert based on selected Currency in (Column L). 2. If you choose "Partial Conversion" then Column BA (AMOUNT) only will be converted based on selected currency (Column L) and Column BB (TAXES) value (INR) will be added to the converted values.
Note on K61: gepadmin: 1. If you choose "Full Conversion" then Column BA (AMOUNT) and Column BB (TAXES) BOTH values will be convert based on selected Currency in (Column L). 2. If you choose "Partial Conversion" then Column BA (AMOUNT) only will be converted based on selected currency (Column L) and Column BB (TAXES) value (INR) will be added to the converted values.
Note on K63: gepadmin: 1. If you choose "Full Conversion" then Column BA (AMOUNT) and Column BB (TAXES) BOTH values will be convert based on selected Currency in (Column L). 2. If you choose "Partial Conversion" then Column BA (AMOUNT) only will be converted based on selected currency (Column L) and Column BB (TAXES) value (INR) will be added to the converted values.
Note on K65: gepadmin: 1. If you choose "Full Conversion" then Column BA (AMOUNT) and Column BB (TAXES) BOTH values will be convert based on selected Currency in (Column L). 2. If you choose "Partial Conversion" then Column BA (AMOUNT) only will be converted based on selected currency (Column L) and Column BB (TAXES) value (INR) will be added to the converted values.
Note on K68: gepadmin: 1. If you choose "Full Conversion" then Column BA (AMOUNT) and Column BB (TAXES) BOTH values will be convert based on selected Currency in (Column L). 2. If you choose "Partial Conversion" then Column BA (AMOUNT) only will be converted based on selected currency (Column L) and Column BB (TAXES) value (INR) will be added to the converted values.
Note on K69: gepadmin: 1. If you choose "Full Conversion" then Column BA (AMOUNT) and Column BB (TAXES) BOTH values will be convert based on selected Currency in (Column L). 2. If you choose "Partial Conversion" then Column BA (AMOUNT) only will be converted based on selected currency (Column L) and Column BB (TAXES) value (INR) will be added to the converted values.
Note on K72: gepadmin: 1. If you choose "Full Conversion" then Column BA (AMOUNT) and Column BB (TAXES) BOTH values will be convert based on selected Currency in (Column L). 2. If you choose "Partial Conversion" then Column BA (AMOUNT) only will be converted based on selected currency (Column L) and Column BB (TAXES) value (INR) will be added to the converted values.
Note on K74: gepadmin: 1. If you choose "Full Conversion" then Column BA (AMOUNT) and Column BB (TAXES) BOTH values will be convert based on selected Currency in (Column L). 2. If you choose "Partial Conversion" then Column BA (AMOUNT) only will be converted based on selected currency (Column L) and Column BB (TAXES) value (INR) will be added to the converted values.
Note on K75: gepadmin: 1. If you choose "Full Conversion" then Column BA (AMOUNT) and Column BB (TAXES) BOTH values will be convert based on selected Currency in (Column L). 2. If you choose "Partial Conversion" then Column BA (AMOUNT) only will be converted based on selected currency (Column L) and Column BB (TAXES) value (INR) will be added to the converted values.
Note on K77: gepadmin: 1. If you choose "Full Conversion" then Column BA (AMOUNT) and Column BB (TAXES) BOTH values will be convert based on selected Currency in (Column L). 2. If you choose "Partial Conversion" then Column BA (AMOUNT) only will be converted based on selected currency (Column L) and Column BB (TAXES) value (INR) will be added to the converted values.
Note on K79: gepadmin: 1. If you choose "Full Conversion" then Column BA (AMOUNT) and Column BB (TAXES) BOTH values will be convert based on selected Currency in (Column L). 2. If you choose "Partial Conversion" then Column BA (AMOUNT) only will be converted based on selected currency (Column L) and Column BB (TAXES) value (INR) will be added to the converted values.
Note on K81: gepadmin: 1. If you choose "Full Conversion" then Column BA (AMOUNT) and Column BB (TAXES) BOTH values will be convert based on selected Currency in (Column L). 2. If you choose "Partial Conversion" then Column BA (AMOUNT) only will be converted based on selected currency (Column L) and Column BB (TAXES) value (INR) will be added to the converted values.
Note on K82: gepadmin: 1. If you choose "Full Conversion" then Column BA (AMOUNT) and Column BB (TAXES) BOTH values will be convert based on selected Currency in (Column L). 2. If you choose "Partial Conversion" then Column BA (AMOUNT) only will be converted based on selected currency (Column L) and Column BB (TAXES) value (INR) will be added to the converted values.
Note on K84: gepadmin: 1. If you choose "Full Conversion" then Column BA (AMOUNT) and Column BB (TAXES) BOTH values will be convert based on selected Currency in (Column L). 2. If you choose "Partial Conversion" then Column BA (AMOUNT) only will be converted based on selected currency (Column L) and Column BB (TAXES) value (INR) will be added to the converted values.
Note on K85: gepadmin: 1. If you choose "Full Conversion" then Column BA (AMOUNT) and Column BB (TAXES) BOTH values will be convert based on selected Currency in (Column L). 2. If you choose "Partial Conversion" then Column BA (AMOUNT) only will be converted based on selected currency (Column L) and Column BB (TAXES) value (INR) will be added to the converted values.
Note on K89: gepadmin: 1. If you choose "Full Conversion" then Column BA (AMOUNT) and Column BB (TAXES) BOTH values will be convert based on selected Currency in (Column L). 2. If you choose "Partial Conversion" then Column BA (AMOUNT) only will be converted based on selected currency (Column L) and Column BB (TAXES) value (INR) will be added to the converted values.
Note on K91: gepadmin: 1. If you choose "Full Conversion" then Column BA (AMOUNT) and Column BB (TAXES) BOTH values will be convert based on selected Currency in (Column L). 2. If you choose "Partial Conversion" then Column BA (AMOUNT) only will be converted based on selected currency (Column L) and Column BB (TAXES) value (INR) will be added to the converted values.
Note on K92: gepadmin: 1. If you choose "Full Conversion" then Column BA (AMOUNT) and Column BB (TAXES) BOTH values will be convert based on selected Currency in (Column L). 2. If you choose "Partial Conversion" then Column BA (AMOUNT) only will be converted based on selected currency (Column L) and Column BB (TAXES) value (INR) will be added to the converted values.
Note on K94: gepadmin: 1. If you choose "Full Conversion" then Column BA (AMOUNT) and Column BB (TAXES) BOTH values will be convert based on selected Currency in (Column L). 2. If you choose "Partial Conversion" then Column BA (AMOUNT) only will be converted based on selected currency (Column L) and Column BB (TAXES) value (INR) will be added to the converted values.
Note on K95: gepadmin: 1. If you choose "Full Conversion" then Column BA (AMOUNT) and Column BB (TAXES) BOTH values will be convert based on selected Currency in (Column L). 2. If you choose "Partial Conversion" then Column BA (AMOUNT) only will be converted based on selected currency (Column L) and Column BB (TAXES) value (INR) will be added to the converted values.
Note on K96: gepadmin: 1. If you choose "Full Conversion" then Column BA (AMOUNT) and Column BB (TAXES) BOTH values will be convert based on selected Currency in (Column L). 2. If you choose "Partial Conversion" then Column BA (AMOUNT) only will be converted based on selected currency (Column L) and Column BB (TAXES) value (INR) will be added to the converted values.
Note on K97: gepadmin: 1. If you choose "Full Conversion" then Column BA (AMOUNT) and Column BB (TAXES) BOTH values will be convert based on selected Currency in (Column L). 2. If you choose "Partial Conversion" then Column BA (AMOUNT) only will be converted based on selected currency (Column L) and Column BB (TAXES) value (INR) will be added to the converted values.
Note on K99: gepadmin: 1. If you choose "Full Conversion" then Column BA (AMOUNT) and Column BB (TAXES) BOTH values will be convert based on selected Currency in (Column L). 2. If you choose "Partial Conversion" then Column BA (AMOUNT) only will be converted based on selected currency (Column L) and Column BB (TAXES) value (INR) will be added to the converted values.
Note on K100: gepadmin: 1. If you choose "Full Conversion" then Column BA (AMOUNT) and Column BB (TAXES) BOTH values will be convert based on selected Currency in (Column L). 2. If you choose "Partial Conversion" then Column BA (AMOUNT) only will be converted based on selected currency (Column L) and Column BB (TAXES) value (INR) will be added to the converted values.
Note on K103: gepadmin: 1. If you choose "Full Conversion" then Column BA (AMOUNT) and Column BB (TAXES) BOTH values will be convert based on selected Currency in (Column L). 2. If you choose "Partial Conversion" then Column BA (AMOUNT) only will be converted based on selected currency (Column L) and Column BB (TAXES) value (INR) will be added to the converted values.
Note on K104: gepadmin: 1. If you choose "Full Conversion" then Column BA (AMOUNT) and Column BB (TAXES) BOTH values will be convert based on selected Currency in (Column L). 2. If you choose "Partial Conversion" then Column BA (AMOUNT) only will be converted based on selected currency (Column L) and Column BB (TAXES) value (INR) will be added to the converted values.
Note on K107: gepadmin: 1. If you choose "Full Conversion" then Column BA (AMOUNT) and Column BB (TAXES) BOTH values will be convert based on selected Currency in (Column L). 2. If you choose "Partial Conversion" then Column BA (AMOUNT) only will be converted based on selected currency (Column L) and Column BB (TAXES) value (INR) will be added to the converted values.
Note on K109: gepadmin: 1. If you choose "Full Conversion" then Column BA (AMOUNT) and Column BB (TAXES) BOTH values will be convert based on selected Currency in (Column L). 2. If you choose "Partial Conversion" then Column BA (AMOUNT) only will be converted based on selected currency (Column L) and Column BB (TAXES) value (INR) will be added to the converted values.
Note on K111: gepadmin: 1. If you choose "Full Conversion" then Column BA (AMOUNT) and Column BB (TAXES) BOTH values will be convert based on selected Currency in (Column L). 2. If you choose "Partial Conversion" then Column BA (AMOUNT) only will be converted based on selected currency (Column L) and Column BB (TAXES) value (INR) will be added to the converted values.
Note on K112: gepadmin: 1. If you choose "Full Conversion" then Column BA (AMOUNT) and Column BB (TAXES) BOTH values will be convert based on selected Currency in (Column L). 2. If you choose "Partial Conversion" then Column BA (AMOUNT) only will be converted based on selected currency (Column L) and Column BB (TAXES) value (INR) will be added to the converted values.
Note on K115: gepadmin: 1. If you choose "Full Conversion" then Column BA (AMOUNT) and Column BB (TAXES) BOTH values will be convert based on selected Currency in (Column L). 2. If you choose "Partial Conversion" then Column BA (AMOUNT) only will be converted based on selected currency (Column L) and Column BB (TAXES) value (INR) will be added to the converted values.
Note on K116: gepadmin: 1. If you choose "Full Conversion" then Column BA (AMOUNT) and Column BB (TAXES) BOTH values will be convert based on selected Currency in (Column L). 2. If you choose "Partial Conversion" then Column BA (AMOUNT) only will be converted based on selected currency (Column L) and Column BB (TAXES) value (INR) will be added to the converted values.
Note on K118: gepadmin: 1. If you choose "Full Conversion" then Column BA (AMOUNT) and Column BB (TAXES) BOTH values will be convert based on selected Currency in (Column L). 2. If you choose "Partial Conversion" then Column BA (AMOUNT) only will be converted based on selected currency (Column L) and Column BB (TAXES) value (INR) will be added to the converted values.
Note on K119: gepadmin: 1. If you choose "Full Conversion" then Column BA (AMOUNT) and Column BB (TAXES) BOTH values will be convert based on selected Currency in (Column L). 2. If you choose "Partial Conversion" then Column BA (AMOUNT) only will be converted based on selected currency (Column L) and Column BB (TAXES) value (INR) will be added to the converted values.
Note on K121: gepadmin: 1. If you choose "Full Conversion" then Column BA (AMOUNT) and Column BB (TAXES) BOTH values will be convert based on selected Currency in (Column L). 2. If you choose "Partial Conversion" then Column BA (AMOUNT) only will be converted based on selected currency (Column L) and Column BB (TAXES) value (INR) will be added to the converted values.
Note on K122: gepadmin: 1. If you choose "Full Conversion" then Column BA (AMOUNT) and Column BB (TAXES) BOTH values will be convert based on selected Currency in (Column L). 2. If you choose "Partial Conversion" then Column BA (AMOUNT) only will be converted based on selected currency (Column L) and Column BB (TAXES) value (INR) will be added to the converted values.
Note on K123: gepadmin: 1. If you choose "Full Conversion" then Column BA (AMOUNT) and Column BB (TAXES) BOTH values will be convert based on selected Currency in (Column L). 2. If you choose "Partial Conversion" then Column BA (AMOUNT) only will be converted based on selected currency (Column L) and Column BB (TAXES) value (INR) will be added to the converted values.
Note on K127: gepadmin: 1. If you choose "Full Conversion" then Column BA (AMOUNT) and Column BB (TAXES) BOTH values will be convert based on selected Currency in (Column L). 2. If you choose "Partial Conversion" then Column BA (AMOUNT) only will be converted based on selected currency (Column L) and Column BB (TAXES) value (INR) will be added to the converted values.
Note on K130: gepadmin: 1. If you choose "Full Conversion" then Column BA (AMOUNT) and Column BB (TAXES) BOTH values will be convert based on selected Currency in (Column L). 2. If you choose "Partial Conversion" then Column BA (AMOUNT) only will be converted based on selected currency (Column L) and Column BB (TAXES) value (INR) will be added to the converted values.
Note on K131: gepadmin: 1. If you choose "Full Conversion" then Column BA (AMOUNT) and Column BB (TAXES) BOTH values will be convert based on selected Currency in (Column L). 2. If you choose "Partial Conversion" then Column BA (AMOUNT) only will be converted based on selected currency (Column L) and Column BB (TAXES) value (INR) will be added to the converted values.
Note on K133: gepadmin: 1. If you choose "Full Conversion" then Column BA (AMOUNT) and Column BB (TAXES) BOTH values will be convert based on selected Currency in (Column L). 2. If you choose "Partial Conversion" then Column BA (AMOUNT) only will be converted based on selected currency (Column L) and Column BB (TAXES) value (INR) will be added to the converted values.
Note on K135: gepadmin: 1. If you choose "Full Conversion" then Column BA (AMOUNT) and Column BB (TAXES) BOTH values will be convert based on selected Currency in (Column L). 2. If you choose "Partial Conversion" then Column BA (AMOUNT) only will be converted based on selected currency (Column L) and Column BB (TAXES) value (INR) will be added to the converted values.
Note on K136: gepadmin: 1. If you choose "Full Conversion" then Column BA (AMOUNT) and Column BB (TAXES) BOTH values will be convert based on selected Currency in (Column L). 2. If you choose "Partial Conversion" then Column BA (AMOUNT) only will be converted based on selected currency (Column L) and Column BB (TAXES) value (INR) will be added to the converted values.
Note on K137: gepadmin: 1. If you choose "Full Conversion" then Column BA (AMOUNT) and Column BB (TAXES) BOTH values will be convert based on selected Currency in (Column L). 2. If you choose "Partial Conversion" then Column BA (AMOUNT) only will be converted based on selected currency (Column L) and Column BB (TAXES) value (INR) will be added to the converted values.
Note on K139: gepadmin: 1. If you choose "Full Conversion" then Column BA (AMOUNT) and Column BB (TAXES) BOTH values will be convert based on selected Currency in (Column L). 2. If you choose "Partial Conversion" then Column BA (AMOUNT) only will be converted based on selected currency (Column L) and Column BB (TAXES) value (INR) will be added to the converted values.
Note on K140: gepadmin: 1. If you choose "Full Conversion" then Column BA (AMOUNT) and Column BB (TAXES) BOTH values will be convert based on selected Currency in (Column L). 2. If you choose "Partial Conversion" then Column BA (AMOUNT) only will be converted based on selected currency (Column L) and Column BB (TAXES) value (INR) will be added to the converted values.
Note on K141: gepadmin: 1. If you choose "Full Conversion" then Column BA (AMOUNT) and Column BB (TAXES) BOTH values will be convert based on selected Currency in (Column L). 2. If you choose "Partial Conversion" then Column BA (AMOUNT) only will be converted based on selected currency (Column L) and Column BB (TAXES) value (INR) will be added to the converted values.
Note on K143: gepadmin: 1. If you choose "Full Conversion" then Column BA (AMOUNT) and Column BB (TAXES) BOTH values will be convert based on selected Currency in (Column L). 2. If you choose "Partial Conversion" then Column BA (AMOUNT) only will be converted based on selected currency (Column L) and Column BB (TAXES) value (INR) will be added to the converted values.
Note on K144: gepadmin: 1. If you choose "Full Conversion" then Column BA (AMOUNT) and Column BB (TAXES) BOTH values will be convert based on selected Currency in (Column L). 2. If you choose "Partial Conversion" then Column BA (AMOUNT) only will be converted based on selected currency (Column L) and Column BB (TAXES) value (INR) will be added to the converted values.
Note on K146: gepadmin: 1. If you choose "Full Conversion" then Column BA (AMOUNT) and Column BB (TAXES) BOTH values will be convert based on selected Currency in (Column L). 2. If you choose "Partial Conversion" then Column BA (AMOUNT) only will be converted based on selected currency (Column L) and Column BB (TAXES) value (INR) will be added to the converted values.
Note on K147: gepadmin: 1. If you choose "Full Conversion" then Column BA (AMOUNT) and Column BB (TAXES) BOTH values will be convert based on selected Currency in (Column L). 2. If you choose "Partial Conversion" then Column BA (AMOUNT) only will be converted based on selected currency (Column L) and Column BB (TAXES) value (INR) will be added to the converted values.
Note on K149: gepadmin: 1. If you choose "Full Conversion" then Column BA (AMOUNT) and Column BB (TAXES) BOTH values will be convert based on selected Currency in (Column L). 2. If you choose "Partial Conversion" then Column BA (AMOUNT) only will be converted based on selected currency (Column L) and Column BB (TAXES) value (INR) will be added to the converted values.
Note on K150: gepadmin: 1. If you choose "Full Conversion" then Column BA (AMOUNT) and Column BB (TAXES) BOTH values will be convert based on selected Currency in (Column L). 2. If you choose "Partial Conversion" then Column BA (AMOUNT) only will be converted based on selected currency (Column L) and Column BB (TAXES) value (INR) will be added to the converted values.
Note on K151: gepadmin: 1. If you choose "Full Conversion" then Column BA (AMOUNT) and Column BB (TAXES) BOTH values will be convert based on selected Currency in (Column L). 2. If you choose "Partial Conversion" then Column BA (AMOUNT) only will be converted based on selected currency (Column L) and Column BB (TAXES) value (INR) will be added to the converted values.
Note on K152: gepadmin: 1. If you choose "Full Conversion" then Column BA (AMOUNT) and Column BB (TAXES) BOTH values will be convert based on selected Currency in (Column L). 2. If you choose "Partial Conversion" then Column BA (AMOUNT) only will be converted based on selected currency (Column L) and Column BB (TAXES) value (INR) will be added to the converted values.
Note on K154: gepadmin: 1. If you choose "Full Conversion" then Column BA (AMOUNT) and Column BB (TAXES) BOTH values will be convert based on selected Currency in (Column L). 2. If you choose "Partial Conversion" then Column BA (AMOUNT) only will be converted based on selected currency (Column L) and Column BB (TAXES) value (INR) will be added to the converted values.
Note on K155: gepadmin: 1. If you choose "Full Conversion" then Column BA (AMOUNT) and Column BB (TAXES) BOTH values will be convert based on selected Currency in (Column L). 2. If you choose "Partial Conversion" then Column BA (AMOUNT) only will be converted based on selected currency (Column L) and Column BB (TAXES) value (INR) will be added to the converted values.
Note on K156: gepadmin: 1. If you choose "Full Conversion" then Column BA (AMOUNT) and Column BB (TAXES) BOTH values will be convert based on selected Currency in (Column L). 2. If you choose "Partial Conversion" then Column BA (AMOUNT) only will be converted based on selected currency (Column L) and Column BB (TAXES) value (INR) will be added to the converted values.
Note on K158: gepadmin: 1. If you choose "Full Conversion" then Column BA (AMOUNT) and Column BB (TAXES) BOTH values will be convert based on selected Currency in (Column L). 2. If you choose "Partial Conversion" then Column BA (AMOUNT) only will be converted based on selected currency (Column L) and Column BB (TAXES) value (INR) will be added to the converted values.
Note on K159: gepadmin: 1. If you choose "Full Conversion" then Column BA (AMOUNT) and Column BB (TAXES) BOTH values will be convert based on selected Currency in (Column L). 2. If you choose "Partial Conversion" then Column BA (AMOUNT) only will be converted based on selected currency (Column L) and Column BB (TAXES) value (INR) will be added to the converted values.
Note on K161: gepadmin: 1. If you choose "Full Conversion" then Column BA (AMOUNT) and Column BB (TAXES) BOTH values will be convert based on selected Currency in (Column L). 2. If you choose "Partial Conversion" then Column BA (AMOUNT) only will be converted based on selected currency (Column L) and Column BB (TAXES) value (INR) will be added to the converted values.
Note on K162: gepadmin: 1. If you choose "Full Conversion" then Column BA (AMOUNT) and Column BB (TAXES) BOTH values will be convert based on selected Currency in (Column L). 2. If you choose "Partial Conversion" then Column BA (AMOUNT) only will be converted based on selected currency (Column L) and Column BB (TAXES) value (INR) will be added to the converted values.
Note on K164: gepadmin: 1. If you choose "Full Conversion" then Column BA (AMOUNT) and Column BB (TAXES) BOTH values will be convert based on selected Currency in (Column L). 2. If you choose "Partial Conversion" then Column BA (AMOUNT) only will be converted based on selected currency (Column L) and Column BB (TAXES) value (INR) will be added to the converted values.
Note on K165: gepadmin: 1. If you choose "Full Conversion" then Column BA (AMOUNT) and Column BB (TAXES) BOTH values will be convert based on selected Currency in (Column L). 2. If you choose "Partial Conversion" then Column BA (AMOUNT) only will be converted based on selected currency (Column L) and Column BB (TAXES) value (INR) will be added to the converted values.
Note on K166: gepadmin: 1. If you choose "Full Conversion" then Column BA (AMOUNT) and Column BB (TAXES) BOTH values will be convert based on selected Currency in (Column L). 2. If you choose "Partial Conversion" then Column BA (AMOUNT) only will be converted based on selected currency (Column L) and Column BB (TAXES) value (INR) will be added to the converted values.
Note on K168: gepadmin: 1. If you choose "Full Conversion" then Column BA (AMOUNT) and Column BB (TAXES) BOTH values will be convert based on selected Currency in (Column L). 2. If you choose "Partial Conversion" then Column BA (AMOUNT) only will be converted based on selected currency (Column L) and Column BB (TAXES) value (INR) will be added to the converted values.
Note on K170: gepadmin: 1. If you choose "Full Conversion" then Column BA (AMOUNT) and Column BB (TAXES) BOTH values will be convert based on selected Currency in (Column L). 2. If you choose "Partial Conversion" then Column BA (AMOUNT) only will be converted based on selected currency (Column L) and Column BB (TAXES) value (INR) will be added to the converted values.
Note on K171: gepadmin: 1. If you choose "Full Conversion" then Column BA (AMOUNT) and Column BB (TAXES) BOTH values will be convert based on selected Currency in (Column L). 2. If you choose "Partial Conversion" then Column BA (AMOUNT) only will be converted based on selected currency (Column L) and Column BB (TAXES) value (INR) will be added to the converted values.
Note on K172: gepadmin: 1. If you choose "Full Conversion" then Column BA (AMOUNT) and Column BB (TAXES) BOTH values will be convert based on selected Currency in (Column L). 2. If you choose "Partial Conversion" then Column BA (AMOUNT) only will be converted based on selected currency (Column L) and Column BB (TAXES) value (INR) will be added to the converted values.
Note on K174: gepadmin: 1. If you choose "Full Conversion" then Column BA (AMOUNT) and Column BB (TAXES) BOTH values will be convert based on selected Currency in (Column L). 2. If you choose "Partial Conversion" then Column BA (AMOUNT) only will be converted based on selected currency (Column L) and Column BB (TAXES) value (INR) will be added to the converted values.
Note on K175: gepadmin: 1. If you choose "Full Conversion" then Column BA (AMOUNT) and Column BB (TAXES) BOTH values will be convert based on selected Currency in (Column L). 2. If you choose "Partial Conversion" then Column BA (AMOUNT) only will be converted based on selected currency (Column L) and Column BB (TAXES) value (INR) will be added to the converted values.
Note on K177: gepadmin: 1. If you choose "Full Conversion" then Column BA (AMOUNT) and Column BB (TAXES) BOTH values will be convert based on selected Currency in (Column L). 2. If you choose "Partial Conversion" then Column BA (AMOUNT) only will be converted based on selected currency (Column L) and Column BB (TAXES) value (INR) will be added to the converted values.
Note on K178: gepadmin: 1. If you choose "Full Conversion" then Column BA (AMOUNT) and Column BB (TAXES) BOTH values will be convert based on selected Currency in (Column L). 2. If you choose "Partial Conversion" then Column BA (AMOUNT) only will be converted based on selected currency (Column L) and Column BB (TAXES) value (INR) will be added to the converted values.
Note on K179: gepadmin: 1. If you choose "Full Conversion" then Column BA (AMOUNT) and Column BB (TAXES) BOTH values will be convert based on selected Currency in (Column L). 2. If you choose "Partial Conversion" then Column BA (AMOUNT) only will be converted based on selected currency (Column L) and Column BB (TAXES) value (INR) will be added to the converted values.
Note on K180: gepadmin: 1. If you choose "Full Conversion" then Column BA (AMOUNT) and Column BB (TAXES) BOTH values will be convert based on selected Currency in (Column L). 2. If you choose "Partial Conversion" then Column BA (AMOUNT) only will be converted based on selected currency (Column L) and Column BB (TAXES) value (INR) will be added to the converted values.
Note on K182: gepadmin: 1. If you choose "Full Conversion" then Column BA (AMOUNT) and Column BB (TAXES) BOTH values will be convert based on selected Currency in (Column L). 2. If you choose "Partial Conversion" then Column BA (AMOUNT) only will be converted based on selected currency (Column L) and Column BB (TAXES) value (INR) will be added to the converted values.
Note on K183: gepadmin: 1. If you choose "Full Conversion" then Column BA (AMOUNT) and Column BB (TAXES) BOTH values will be convert based on selected Currency in (Column L). 2. If you choose "Partial Conversion" then Column BA (AMOUNT) only will be converted based on selected currency (Column L) and Column BB (TAXES) value (INR) will be added to the converted values.
Note on K184: gepadmin: 1. If you choose "Full Conversion" then Column BA (AMOUNT) and Column BB (TAXES) BOTH values will be convert based on selected Currency in (Column L). 2. If you choose "Partial Conversion" then Column BA (AMOUNT) only will be converted based on selected currency (Column L) and Column BB (TAXES) value (INR) will be added to the converted values.
Note on K186: gepadmin: 1. If you choose "Full Conversion" then Column BA (AMOUNT) and Column BB (TAXES) BOTH values will be convert based on selected Currency in (Column L). 2. If you choose "Partial Conversion" then Column BA (AMOUNT) only will be converted based on selected currency (Column L) and Column BB (TAXES) value (INR) will be added to the converted values.
Note on K187: gepadmin: 1. If you choose "Full Conversion" then Column BA (AMOUNT) and Column BB (TAXES) BOTH values will be convert based on selected Currency in (Column L). 2. If you choose "Partial Conversion" then Column BA (AMOUNT) only will be converted based on selected currency (Column L) and Column BB (TAXES) value (INR) will be added to the converted values.
Note on K188: gepadmin: 1. If you choose "Full Conversion" then Column BA (AMOUNT) and Column BB (TAXES) BOTH values will be convert based on selected Currency in (Column L). 2. If you choose "Partial Conversion" then Column BA (AMOUNT) only will be converted based on selected currency (Column L) and Column BB (TAXES) value (INR) will be added to the converted values.
Note on K190: gepadmin: 1. If you choose "Full Conversion" then Column BA (AMOUNT) and Column BB (TAXES) BOTH values will be convert based on selected Currency in (Column L). 2. If you choose "Partial Conversion" then Column BA (AMOUNT) only will be converted based on selected currency (Column L) and Column BB (TAXES) value (INR) will be added to the converted values.
Note on K191: gepadmin: 1. If you choose "Full Conversion" then Column BA (AMOUNT) and Column BB (TAXES) BOTH values will be convert based on selected Currency in (Column L). 2. If you choose "Partial Conversion" then Column BA (AMOUNT) only will be converted based on selected currency (Column L) and Column BB (TAXES) value (INR) will be added to the converted values.
Note on K193: gepadmin: 1. If you choose "Full Conversion" then Column BA (AMOUNT) and Column BB (TAXES) BOTH values will be convert based on selected Currency in (Column L). 2. If you choose "Partial Conversion" then Column BA (AMOUNT) only will be converted based on selected currency (Column L) and Column BB (TAXES) value (INR) will be added to the converted values.
Note on K195: gepadmin: 1. If you choose "Full Conversion" then Column BA (AMOUNT) and Column BB (TAXES) BOTH values will be convert based on selected Currency in (Column L). 2. If you choose "Partial Conversion" then Column BA (AMOUNT) only will be converted based on selected currency (Column L) and Column BB (TAXES) value (INR) will be added to the converted values.
Note on K197: gepadmin: 1. If you choose "Full Conversion" then Column BA (AMOUNT) and Column BB (TAXES) BOTH values will be convert based on selected Currency in (Column L). 2. If you choose "Partial Conversion" then Column BA (AMOUNT) only will be converted based on selected currency (Column L) and Column BB (TAXES) value (INR) will be added to the converted values.
Note on K199: gepadmin: 1. If you choose "Full Conversion" then Column BA (AMOUNT) and Column BB (TAXES) BOTH values will be convert based on selected Currency in (Column L). 2. If you choose "Partial Conversion" then Column BA (AMOUNT) only will be converted based on selected currency (Column L) and Column BB (TAXES) value (INR) will be added to the converted values.
Note on K203: gepadmin: 1. If you choose "Full Conversion" then Column BA (AMOUNT) and Column BB (TAXES) BOTH values will be convert based on selected Currency in (Column L). 2. If you choose "Partial Conversion" then Column BA (AMOUNT) only will be converted based on selected currency (Column L) and Column BB (TAXES) value (INR) will be added to the converted values.
Note on K205: gepadmin: 1. If you choose "Full Conversion" then Column BA (AMOUNT) and Column BB (TAXES) BOTH values will be convert based on selected Currency in (Column L). 2. If you choose "Partial Conversion" then Column BA (AMOUNT) only will be converted based on selected currency (Column L) and Column BB (TAXES) value (INR) will be added to the converted values.
Note on K207: gepadmin: 1. If you choose "Full Conversion" then Column BA (AMOUNT) and Column BB (TAXES) BOTH values will be convert based on selected Currency in (Column L). 2. If you choose "Partial Conversion" then Column BA (AMOUNT) only will be converted based on selected currency (Column L) and Column BB (TAXES) value (INR) will be added to the converted values.
Note on K208: gepadmin: 1. If you choose "Full Conversion" then Column BA (AMOUNT) and Column BB (TAXES) BOTH values will be convert based on selected Currency in (Column L). 2. If you choose "Partial Conversion" then Column BA (AMOUNT) only will be converted based on selected currency (Column L) and Column BB (TAXES) value (INR) will be added to the converted values.
Note on K210: gepadmin: 1. If you choose "Full Conversion" then Column BA (AMOUNT) and Column BB (TAXES) BOTH values will be convert based on selected Currency in (Column L). 2. If you choose "Partial Conversion" then Column BA (AMOUNT) only will be converted based on selected currency (Column L) and Column BB (TAXES) value (INR) will be added to the converted values.
Note on K212: gepadmin: 1. If you choose "Full Conversion" then Column BA (AMOUNT) and Column BB (TAXES) BOTH values will be convert based on selected Currency in (Column L). 2. If you choose "Partial Conversion" then Column BA (AMOUNT) only will be converted based on selected currency (Column L) and Column BB (TAXES) value (INR) will be added to the converted values.
Note on K213: gepadmin: 1. If you choose "Full Conversion" then Column BA (AMOUNT) and Column BB (TAXES) BOTH values will be convert based on selected Currency in (Column L). 2. If you choose "Partial Conversion" then Column BA (AMOUNT) only will be converted based on selected currency (Column L) and Column BB (TAXES) value (INR) will be added to the converted values.
Note on K215: gepadmin: 1. If you choose "Full Conversion" then Column BA (AMOUNT) and Column BB (TAXES) BOTH values will be convert based on selected Currency in (Column L). 2. If you choose "Partial Conversion" then Column BA (AMOUNT) only will be converted based on selected currency (Column L) and Column BB (TAXES) value (INR) will be added to the converted values.
Note on K216: gepadmin: 1. If you choose "Full Conversion" then Column BA (AMOUNT) and Column BB (TAXES) BOTH values will be convert based on selected Currency in (Column L). 2. If you choose "Partial Conversion" then Column BA (AMOUNT) only will be converted based on selected currency (Column L) and Column BB (TAXES) value (INR) will be added to the converted values.
Note on K218: gepadmin: 1. If you choose "Full Conversion" then Column BA (AMOUNT) and Column BB (TAXES) BOTH values will be convert based on selected Currency in (Column L). 2. If you choose "Partial Conversion" then Column BA (AMOUNT) only will be converted based on selected currency (Column L) and Column BB (TAXES) value (INR) will be added to the converted values.
Note on K220: gepadmin: 1. If you choose "Full Conversion" then Column BA (AMOUNT) and Column BB (TAXES) BOTH values will be convert based on selected Currency in (Column L). 2. If you choose "Partial Conversion" then Column BA (AMOUNT) only will be converted based on selected currency (Column L) and Column BB (TAXES) value (INR) will be added to the converted values.
Note on K222: gepadmin: 1. If you choose "Full Conversion" then Column BA (AMOUNT) and Column BB (TAXES) BOTH values will be convert based on selected Currency in (Column L). 2. If you choose "Partial Conversion" then Column BA (AMOUNT) only will be converted based on selected currency (Column L) and Column BB (TAXES) value (INR) will be added to the converted values.
Note on K223: gepadmin: 1. If you choose "Full Conversion" then Column BA (AMOUNT) and Column BB (TAXES) BOTH values will be convert based on selected Currency in (Column L). 2. If you choose "Partial Conversion" then Column BA (AMOUNT) only will be converted based on selected currency (Column L) and Column BB (TAXES) value (INR) will be added to the converted values.
Note on K225: gepadmin: 1. If you choose "Full Conversion" then Column BA (AMOUNT) and Column BB (TAXES) BOTH values will be convert based on selected Currency in (Column L). 2. If you choose "Partial Conversion" then Column BA (AMOUNT) only will be converted based on selected currency (Column L) and Column BB (TAXES) value (INR) will be added to the converted values.
Note on K226: gepadmin: 1. If you choose "Full Conversion" then Column BA (AMOUNT) and Column BB (TAXES) BOTH values will be convert based on selected Currency in (Column L). 2. If you choose "Partial Conversion" then Column BA (AMOUNT) only will be converted based on selected currency (Column L) and Column BB (TAXES) value (INR) will be added to the converted values.
Note on K228: gepadmin: 1. If you choose "Full Conversion" then Column BA (AMOUNT) and Column BB (TAXES) BOTH values will be convert based on selected Currency in (Column L). 2. If you choose "Partial Conversion" then Column BA (AMOUNT) only will be converted based on selected currency (Column L) and Column BB (TAXES) value (INR) will be added to the converted values.
Note on K229: gepadmin: 1. If you choose "Full Conversion" then Column BA (AMOUNT) and Column BB (TAXES) BOTH values will be convert based on selected Currency in (Column L). 2. If you choose "Partial Conversion" then Column BA (AMOUNT) only will be converted based on selected currency (Column L) and Column BB (TAXES) value (INR) will be added to the converted values.
Note on K230: gepadmin: 1. If you choose "Full Conversion" then Column BA (AMOUNT) and Column BB (TAXES) BOTH values will be convert based on selected Currency in (Column L). 2. If you choose "Partial Conversion" then Column BA (AMOUNT) only will be converted based on selected currency (Column L) and Column BB (TAXES) value (INR) will be added to the converted values.
Note on K232: gepadmin: 1. If you choose "Full Conversion" then Column BA (AMOUNT) and Column BB (TAXES) BOTH values will be convert based on selected Currency in (Column L). 2. If you choose "Partial Conversion" then Column BA (AMOUNT) only will be converted based on selected currency (Column L) and Column BB (TAXES) value (INR) will be added to the converted values.
Note on K234: gepadmin: 1. If you choose "Full Conversion" then Column BA (AMOUNT) and Column BB (TAXES) BOTH values will be convert based on selected Currency in (Column L). 2. If you choose "Partial Conversion" then Column BA (AMOUNT) only will be converted based on selected currency (Column L) and Column BB (TAXES) value (INR) will be added to the converted values.
Note on K235: gepadmin: 1. If you choose "Full Conversion" then Column BA (AMOUNT) and Column BB (TAXES) BOTH values will be convert based on selected Currency in (Column L). 2. If you choose "Partial Conversion" then Column BA (AMOUNT) only will be converted based on selected currency (Column L) and Column BB (TAXES) value (INR) will be added to the converted values.
Note on K238: gepadmin: 1. If you choose "Full Conversion" then Column BA (AMOUNT) and Column BB (TAXES) BOTH values will be convert based on selected Currency in (Column L). 2. If you choose "Partial Conversion" then Column BA (AMOUNT) only will be converted based on selected currency (Column L) and Column BB (TAXES) value (INR) will be added to the converted values.
Note on K240: gepadmin: 1. If you choose "Full Conversion" then Column BA (AMOUNT) and Column BB (TAXES) BOTH values will be convert based on selected Currency in (Column L). 2. If you choose "Partial Conversion" then Column BA (AMOUNT) only will be converted based on selected currency (Column L) and Column BB (TAXES) value (INR) will be added to the converted values.
Note on K242: gepadmin: 1. If you choose "Full Conversion" then Column BA (AMOUNT) and Column BB (TAXES) BOTH values will be convert based on selected Currency in (Column L). 2. If you choose "Partial Conversion" then Column BA (AMOUNT) only will be converted based on selected currency (Column L) and Column BB (TAXES) value (INR) will be added to the converted values.
Note on K244: gepadmin: 1. If you choose "Full Conversion" then Column BA (AMOUNT) and Column BB (TAXES) BOTH values will be convert based on selected Currency in (Column L). 2. If you choose "Partial Conversion" then Column BA (AMOUNT) only will be converted based on selected currency (Column L) and Column BB (TAXES) value (INR) will be added to the converted values.
Note on K246: gepadmin: 1. If you choose "Full Conversion" then Column BA (AMOUNT) and Column BB (TAXES) BOTH values will be convert based on selected Currency in (Column L). 2. If you choose "Partial Conversion" then Column BA (AMOUNT) only will be converted based on selected currency (Column L) and Column BB (TAXES) value (INR) will be added to the converted values.
Note on K249: gepadmin: 1. If you choose "Full Conversion" then Column BA (AMOUNT) and Column BB (TAXES) BOTH values will be convert based on selected Currency in (Column L). 2. If you choose "Partial Conversion" then Column BA (AMOUNT) only will be converted based on selected currency (Column L) and Column BB (TAXES) value (INR) will be added to the converted values.
Note on K251: gepadmin: 1. If you choose "Full Conversion" then Column BA (AMOUNT) and Column BB (TAXES) BOTH values will be convert based on selected Currency in (Column L). 2. If you choose "Partial Conversion" then Column BA (AMOUNT) only will be converted based on selected currency (Column L) and Column BB (TAXES) value (INR) will be added to the converted values.
Note on K253: gepadmin: 1. If you choose "Full Conversion" then Column BA (AMOUNT) and Column BB (TAXES) BOTH values will be convert based on selected Currency in (Column L). 2. If you choose "Partial Conversion" then Column BA (AMOUNT) only will be converted based on selected currency (Column L) and Column BB (TAXES) value (INR) will be added to the converted values.
Note on K254: gepadmin: 1. If you choose "Full Conversion" then Column BA (AMOUNT) and Column BB (TAXES) BOTH values will be convert based on selected Currency in (Column L). 2. If you choose "Partial Conversion" then Column BA (AMOUNT) only will be converted based on selected currency (Column L) and Column BB (TAXES) value (INR) will be added to the converted values.
Note on K255: gepadmin: 1. If you choose "Full Conversion" then Column BA (AMOUNT) and Column BB (TAXES) BOTH values will be convert based on selected Currency in (Column L). 2. If you choose "Partial Conversion" then Column BA (AMOUNT) only will be converted based on selected currency (Column L) and Column BB (TAXES) value (INR) will be added to the converted values.
Note on K257: gepadmin: 1. If you choose "Full Conversion" then Column BA (AMOUNT) and Column BB (TAXES) BOTH values will be convert based on selected Currency in (Column L). 2. If you choose "Partial Conversion" then Column BA (AMOUNT) only will be converted based on selected currency (Column L) and Column BB (TAXES) value (INR) will be added to the converted values.
Note on K259: gepadmin: 1. If you choose "Full Conversion" then Column BA (AMOUNT) and Column BB (TAXES) BOTH values will be convert based on selected Currency in (Column L). 2. If you choose "Partial Conversion" then Column BA (AMOUNT) only will be converted based on selected currency (Column L) and Column BB (TAXES) value (INR) will be added to the converted values.
Note on K261: gepadmin: 1. If you choose "Full Conversion" then Column BA (AMOUNT) and Column BB (TAXES) BOTH values will be convert based on selected Currency in (Column L). 2. If you choose "Partial Conversion" then Column BA (AMOUNT) only will be converted based on selected currency (Column L) and Column BB (TAXES) value (INR) will be added to the converted values.
Note on K263: gepadmin: 1. If you choose "Full Conversion" then Column BA (AMOUNT) and Column BB (TAXES) BOTH values will be convert based on selected Currency in (Column L). 2. If you choose "Partial Conversion" then Column BA (AMOUNT) only will be converted based on selected currency (Column L) and Column BB (TAXES) value (INR) will be added to the converted values.
Note on K266: gepadmin: 1. If you choose "Full Conversion" then Column BA (AMOUNT) and Column BB (TAXES) BOTH values will be convert based on selected Currency in (Column L). 2. If you choose "Partial Conversion" then Column BA (AMOUNT) only will be converted based on selected currency (Column L) and Column BB (TAXES) value (INR) will be added to the converted values.
Note on K267: gepadmin: 1. If you choose "Full Conversion" then Column BA (AMOUNT) and Column BB (TAXES) BOTH values will be convert based on selected Currency in (Column L). 2. If you choose "Partial Conversion" then Column BA (AMOUNT) only will be converted based on selected currency (Column L) and Column BB (TAXES) value (INR) will be added to the converted values.
Note on K269: gepadmin: 1. If you choose "Full Conversion" then Column BA (AMOUNT) and Column BB (TAXES) BOTH values will be convert based on selected Currency in (Column L). 2. If you choose "Partial Conversion" then Column BA (AMOUNT) only will be converted based on selected currency (Column L) and Column BB (TAXES) value (INR) will be added to the converted values.
Note on K271: gepadmin: 1. If you choose "Full Conversion" then Column BA (AMOUNT) and Column BB (TAXES) BOTH values will be convert based on selected Currency in (Column L). 2. If you choose "Partial Conversion" then Column BA (AMOUNT) only will be converted based on selected currency (Column L) and Column BB (TAXES) value (INR) will be added to the converted values.
Note on K273: gepadmin: 1. If you choose "Full Conversion" then Column BA (AMOUNT) and Column BB (TAXES) BOTH values will be convert based on selected Currency in (Column L). 2. If you choose "Partial Conversion" then Column BA (AMOUNT) only will be converted based on selected currency (Column L) and Column BB (TAXES) value (INR) will be added to the converted values.
Note on K274: gepadmin: 1. If you choose "Full Conversion" then Column BA (AMOUNT) and Column BB (TAXES) BOTH values will be convert based on selected Currency in (Column L). 2. If you choose "Partial Conversion" then Column BA (AMOUNT) only will be converted based on selected currency (Column L) and Column BB (TAXES) value (INR) will be added to the converted values.
Note on K276: gepadmin: 1. If you choose "Full Conversion" then Column BA (AMOUNT) and Column BB (TAXES) BOTH values will be convert based on selected Currency in (Column L). 2. If you choose "Partial Conversion" then Column BA (AMOUNT) only will be converted based on selected currency (Column L) and Column BB (TAXES) value (INR) will be added to the converted values.
Note on K277: gepadmin: 1. If you choose "Full Conversion" then Column BA (AMOUNT) and Column BB (TAXES) BOTH values will be convert based on selected Currency in (Column L). 2. If you choose "Partial Conversion" then Column BA (AMOUNT) only will be converted based on selected currency (Column L) and Column BB (TAXES) value (INR) will be added to the converted values.
Note on K280: gepadmin: 1. If you choose "Full Conversion" then Column BA (AMOUNT) and Column BB (TAXES) BOTH values will be convert based on selected Currency in (Column L). 2. If you choose "Partial Conversion" then Column BA (AMOUNT) only will be converted based on selected currency (Column L) and Column BB (TAXES) value (INR) will be added to the converted values.
Note on K281: gepadmin: 1. If you choose "Full Conversion" then Column BA (AMOUNT) and Column BB (TAXES) BOTH values will be convert based on selected Currency in (Column L). 2. If you choose "Partial Conversion" then Column BA (AMOUNT) only will be converted based on selected currency (Column L) and Column BB (TAXES) value (INR) will be added to the converted values.
Note on K283: gepadmin: 1. If you choose "Full Conversion" then Column BA (AMOUNT) and Column BB (TAXES) BOTH values will be convert based on selected Currency in (Column L). 2. If you choose "Partial Conversion" then Column BA (AMOUNT) only will be converted based on selected currency (Column L) and Column BB (TAXES) value (INR) will be added to the converted values.
Note on K284: gepadmin: 1. If you choose "Full Conversion" then Column BA (AMOUNT) and Column BB (TAXES) BOTH values will be convert based on selected Currency in (Column L). 2. If you choose "Partial Conversion" then Column BA (AMOUNT) only will be converted based on selected currency (Column L) and Column BB (TAXES) value (INR) will be added to the converted values.
Note on K286: gepadmin: 1. If you choose "Full Conversion" then Column BA (AMOUNT) and Column BB (TAXES) BOTH values will be convert based on selected Currency in (Column L). 2. If you choose "Partial Conversion" then Column BA (AMOUNT) only will be converted based on selected currency (Column L) and Column BB (TAXES) value (INR) will be added to the converted values.
Note on K287: gepadmin: 1. If you choose "Full Conversion" then Column BA (AMOUNT) and Column BB (TAXES) BOTH values will be convert based on selected Currency in (Column L). 2. If you choose "Partial Conversion" then Column BA (AMOUNT) only will be converted based on selected currency (Column L) and Column BB (TAXES) value (INR) will be added to the converted values.
Note on K289: gepadmin: 1. If you choose "Full Conversion" then Column BA (AMOUNT) and Column BB (TAXES) BOTH values will be convert based on selected Currency in (Column L). 2. If you choose "Partial Conversion" then Column BA (AMOUNT) only will be converted based on selected currency (Column L) and Column BB (TAXES) value (INR) will be added to the converted values.
Note on K290: gepadmin: 1. If you choose "Full Conversion" then Column BA (AMOUNT) and Column BB (TAXES) BOTH values will be convert based on selected Currency in (Column L). 2. If you choose "Partial Conversion" then Column BA (AMOUNT) only will be converted based on selected currency (Column L) and Column BB (TAXES) value (INR) will be added to the converted values.
Note on K292: gepadmin: 1. If you choose "Full Conversion" then Column BA (AMOUNT) and Column BB (TAXES) BOTH values will be convert based on selected Currency in (Column L). 2. If you choose "Partial Conversion" then Column BA (AMOUNT) only will be converted based on selected currency (Column L) and Column BB (TAXES) value (INR) will be added to the converted values.
Note on K293: gepadmin: 1. If you choose "Full Conversion" then Column BA (AMOUNT) and Column BB (TAXES) BOTH values will be convert based on selected Currency in (Column L). 2. If you choose "Partial Conversion" then Column BA (AMOUNT) only will be converted based on selected currency (Column L) and Column BB (TAXES) value (INR) will be added to the converted values.
Note on K296: gepadmin: 1. If you choose "Full Conversion" then Column BA (AMOUNT) and Column BB (TAXES) BOTH values will be convert based on selected Currency in (Column L). 2. If you choose "Partial Conversion" then Column BA (AMOUNT) only will be converted based on selected currency (Column L) and Column BB (TAXES) value (INR) will be added to the converted values.
Note on K298: gepadmin: 1. If you choose "Full Conversion" then Column BA (AMOUNT) and Column BB (TAXES) BOTH values will be convert based on selected Currency in (Column L). 2. If you choose "Partial Conversion" then Column BA (AMOUNT) only will be converted based on selected currency (Column L) and Column BB (TAXES) value (INR) will be added to the converted values.
Note on K300: gepadmin: 1. If you choose "Full Conversion" then Column BA (AMOUNT) and Column BB (TAXES) BOTH values will be convert based on selected Currency in (Column L). 2. If you choose "Partial Conversion" then Column BA (AMOUNT) only will be converted based on selected currency (Column L) and Column BB (TAXES) value (INR) will be added to the converted values.
Note on K302: gepadmin: 1. If you choose "Full Conversion" then Column BA (AMOUNT) and Column BB (TAXES) BOTH values will be convert based on selected Currency in (Column L). 2. If you choose "Partial Conversion" then Column BA (AMOUNT) only will be converted based on selected currency (Column L) and Column BB (TAXES) value (INR) will be added to the converted values.
Note on K304: gepadmin: 1. If you choose "Full Conversion" then Column BA (AMOUNT) and Column BB (TAXES) BOTH values will be convert based on selected Currency in (Column L). 2. If you choose "Partial Conversion" then Column BA (AMOUNT) only will be converted based on selected currency (Column L) and Column BB (TAXES) value (INR) will be added to the converted values.
Note on K306: gepadmin: 1. If you choose "Full Conversion" then Column BA (AMOUNT) and Column BB (TAXES) BOTH values will be convert based on selected Currency in (Column L). 2. If you choose "Partial Conversion" then Column BA (AMOUNT) only will be converted based on selected currency (Column L) and Column BB (TAXES) value (INR) will be added to the converted values.
Note on K307: gepadmin: 1. If you choose "Full Conversion" then Column BA (AMOUNT) and Column BB (TAXES) BOTH values will be convert based on selected Currency in (Column L). 2. If you choose "Partial Conversion" then Column BA (AMOUNT) only will be converted based on selected currency (Column L) and Column BB (TAXES) value (INR) will be added to the converted values.
Note on K309: gepadmin: 1. If you choose "Full Conversion" then Column BA (AMOUNT) and Column BB (TAXES) BOTH values will be convert based on selected Currency in (Column L). 2. If you choose "Partial Conversion" then Column BA (AMOUNT) only will be converted based on selected currency (Column L) and Column BB (TAXES) value (INR) will be added to the converted values.
Note on K310: gepadmin: 1. If you choose "Full Conversion" then Column BA (AMOUNT) and Column BB (TAXES) BOTH values will be convert based on selected Currency in (Column L). 2. If you choose "Partial Conversion" then Column BA (AMOUNT) only will be converted based on selected currency (Column L) and Column BB (TAXES) value (INR) will be added to the converted values.
Note on K311: gepadmin: 1. If you choose "Full Conversion" then Column BA (AMOUNT) and Column BB (TAXES) BOTH values will be convert based on selected Currency in (Column L). 2. If you choose "Partial Conversion" then Column BA (AMOUNT) only will be converted based on selected currency (Column L) and Column BB (TAXES) value (INR) will be added to the converted values.
Note on K312: gepadmin: 1. If you choose "Full Conversion" then Column BA (AMOUNT) and Column BB (TAXES) BOTH values will be convert based on selected Currency in (Column L). 2. If you choose "Partial Conversion" then Column BA (AMOUNT) only will be converted based on selected currency (Column L) and Column BB (TAXES) value (INR) will be added to the converted values.
Note on K314: gepadmin: 1. If you choose "Full Conversion" then Column BA (AMOUNT) and Column BB (TAXES) BOTH values will be convert based on selected Currency in (Column L). 2. If you choose "Partial Conversion" then Column BA (AMOUNT) only will be converted based on selected currency (Column L) and Column BB (TAXES) value (INR) will be added to the converted values.
Note on K316: gepadmin: 1. If you choose "Full Conversion" then Column BA (AMOUNT) and Column BB (TAXES) BOTH values will be convert based on selected Currency in (Column L). 2. If you choose "Partial Conversion" then Column BA (AMOUNT) only will be converted based on selected currency (Column L) and Column BB (TAXES) value (INR) will be added to the converted values.
Note on K317: gepadmin: 1. If you choose "Full Conversion" then Column BA (AMOUNT) and Column BB (TAXES) BOTH values will be convert based on selected Currency in (Column L). 2. If you choose "Partial Conversion" then Column BA (AMOUNT) only will be converted based on selected currency (Column L) and Column BB (TAXES) value (INR) will be added to the converted values.
Note on K319: gepadmin: 1. If you choose "Full Conversion" then Column BA (AMOUNT) and Column BB (TAXES) BOTH values will be convert based on selected Currency in (Column L). 2. If you choose "Partial Conversion" then Column BA (AMOUNT) only will be converted based on selected currency (Column L) and Column BB (TAXES) value (INR) will be added to the converted values.
Note on K321: gepadmin: 1. If you choose "Full Conversion" then Column BA (AMOUNT) and Column BB (TAXES) BOTH values will be convert based on selected Currency in (Column L). 2. If you choose "Partial Conversion" then Column BA (AMOUNT) only will be converted based on selected currency (Column L) and Column BB (TAXES) value (INR) will be added to the converted values.
Note on K323: gepadmin: 1. If you choose "Full Conversion" then Column BA (AMOUNT) and Column BB (TAXES) BOTH values will be convert based on selected Currency in (Column L). 2. If you choose "Partial Conversion" then Column BA (AMOUNT) only will be converted based on selected currency (Column L) and Column BB (TAXES) value (INR) will be added to the converted values.
Note on K325: gepadmin: 1. If you choose "Full Conversion" then Column BA (AMOUNT) and Column BB (TAXES) BOTH values will be convert based on selected Currency in (Column L). 2. If you choose "Partial Conversion" then Column BA (AMOUNT) only will be converted based on selected currency (Column L) and Column BB (TAXES) value (INR) will be added to the converted values.
Note on K327: gepadmin: 1. If you choose "Full Conversion" then Column BA (AMOUNT) and Column BB (TAXES) BOTH values will be convert based on selected Currency in (Column L). 2. If you choose "Partial Conversion" then Column BA (AMOUNT) only will be converted based on selected currency (Column L) and Column BB (TAXES) value (INR) will be added to the converted values.
Note on K329: gepadmin: 1. If you choose "Full Conversion" then Column BA (AMOUNT) and Column BB (TAXES) BOTH values will be convert based on selected Currency in (Column L). 2. If you choose "Partial Conversion" then Column BA (AMOUNT) only will be converted based on selected currency (Column L) and Column BB (TAXES) value (INR) will be added to the converted values.
Note on K330: gepadmin: 1. If you choose "Full Conversion" then Column BA (AMOUNT) and Column BB (TAXES) BOTH values will be convert based on selected Currency in (Column L). 2. If you choose "Partial Conversion" then Column BA (AMOUNT) only will be converted based on selected currency (Column L) and Column BB (TAXES) value (INR) will be added to the converted values.
Note on K332: gepadmin: 1. If you choose "Full Conversion" then Column BA (AMOUNT) and Column BB (TAXES) BOTH values will be convert based on selected Currency in (Column L). 2. If you choose "Partial Conversion" then Column BA (AMOUNT) only will be converted based on selected currency (Column L) and Column BB (TAXES) value (INR) will be added to the converted values.
Note on K333: gepadmin: 1. If you choose "Full Conversion" then Column BA (AMOUNT) and Column BB (TAXES) BOTH values will be convert based on selected Currency in (Column L). 2. If you choose "Partial Conversion" then Column BA (AMOUNT) only will be converted based on selected currency (Column L) and Column BB (TAXES) value (INR) will be added to the converted values.
Note on K335: gepadmin: 1. If you choose "Full Conversion" then Column BA (AMOUNT) and Column BB (TAXES) BOTH values will be convert based on selected Currency in (Column L). 2. If you choose "Partial Conversion" then Column BA (AMOUNT) only will be converted based on selected currency (Column L) and Column BB (TAXES) value (INR) will be added to the converted values.
Note on K337: gepadmin: 1. If you choose "Full Conversion" then Column BA (AMOUNT) and Column BB (TAXES) BOTH values will be convert based on selected Currency in (Column L). 2. If you choose "Partial Conversion" then Column BA (AMOUNT) only will be converted based on selected currency (Column L) and Column BB (TAXES) value (INR) will be added to the converted values.
Note on K339: gepadmin: 1. If you choose "Full Conversion" then Column BA (AMOUNT) and Column BB (TAXES) BOTH values will be convert based on selected Currency in (Column L). 2. If you choose "Partial Conversion" then Column BA (AMOUNT) only will be converted based on selected currency (Column L) and Column BB (TAXES) value (INR) will be added to the converted values.
Note on K341: gepadmin: 1. If you choose "Full Conversion" then Column BA (AMOUNT) and Column BB (TAXES) BOTH values will be convert based on selected Currency in (Column L). 2. If you choose "Partial Conversion" then Column BA (AMOUNT) only will be converted based on selected currency (Column L) and Column BB (TAXES) value (INR) will be added to the converted values.
Note on K343: gepadmin: 1. If you choose "Full Conversion" then Column BA (AMOUNT) and Column BB (TAXES) BOTH values will be convert based on selected Currency in (Column L). 2. If you choose "Partial Conversion" then Column BA (AMOUNT) only will be converted based on selected currency (Column L) and Column BB (TAXES) value (INR) will be added to the converted values.
Note on K344: gepadmin: 1. If you choose "Full Conversion" then Column BA (AMOUNT) and Column BB (TAXES) BOTH values will be convert based on selected Currency in (Column L). 2. If you choose "Partial Conversion" then Column BA (AMOUNT) only will be converted based on selected currency (Column L) and Column BB (TAXES) value (INR) will be added to the converted values.
Note on K346: gepadmin: 1. If you choose "Full Conversion" then Column BA (AMOUNT) and Column BB (TAXES) BOTH values will be convert based on selected Currency in (Column L). 2. If you choose "Partial Conversion" then Column BA (AMOUNT) only will be converted based on selected currency (Column L) and Column BB (TAXES) value (INR) will be added to the converted values.
Note on K347: gepadmin: 1. If you choose "Full Conversion" then Column BA (AMOUNT) and Column BB (TAXES) BOTH values will be convert based on selected Currency in (Column L). 2. If you choose "Partial Conversion" then Column BA (AMOUNT) only will be converted based on selected currency (Column L) and Column BB (TAXES) value (INR) will be added to the converted values.
Note on K348: gepadmin: 1. If you choose "Full Conversion" then Column BA (AMOUNT) and Column BB (TAXES) BOTH values will be convert based on selected Currency in (Column L). 2. If you choose "Partial Conversion" then Column BA (AMOUNT) only will be converted based on selected currency (Column L) and Column BB (TAXES) value (INR) will be added to the converted values.
Note on K350: gepadmin: 1. If you choose "Full Conversion" then Column BA (AMOUNT) and Column BB (TAXES) BOTH values will be convert based on selected Currency in (Column L). 2. If you choose "Partial Conversion" then Column BA (AMOUNT) only will be converted based on selected currency (Column L) and Column BB (TAXES) value (INR) will be added to the converted values.
Note on K352: gepadmin: 1. If you choose "Full Conversion" then Column BA (AMOUNT) and Column BB (TAXES) BOTH values will be convert based on selected Currency in (Column L). 2. If you choose "Partial Conversion" then Column BA (AMOUNT) only will be converted based on selected currency (Column L) and Column BB (TAXES) value (INR) will be added to the converted values.
Note on K353: gepadmin: 1. If you choose "Full Conversion" then Column BA (AMOUNT) and Column BB (TAXES) BOTH values will be convert based on selected Currency in (Column L). 2. If you choose "Partial Conversion" then Column BA (AMOUNT) only will be converted based on selected currency (Column L) and Column BB (TAXES) value (INR) will be added to the converted values.
Note on K354: gepadmin: 1. If you choose "Full Conversion" then Column BA (AMOUNT) and Column BB (TAXES) BOTH values will be convert based on selected Currency in (Column L). 2. If you choose "Partial Conversion" then Column BA (AMOUNT) only will be converted based on selected currency (Column L) and Column BB (TAXES) value (INR) will be added to the converted values.
Note on K356: gepadmin: 1. If you choose "Full Conversion" then Column BA (AMOUNT) and Column BB (TAXES) BOTH values will be convert based on selected Currency in (Column L). 2. If you choose "Partial Conversion" then Column BA (AMOUNT) only will be converted based on selected currency (Column L) and Column BB (TAXES) value (INR) will be added to the converted values.
Note on K357: gepadmin: 1. If you choose "Full Conversion" then Column BA (AMOUNT) and Column BB (TAXES) BOTH values will be convert based on selected Currency in (Column L). 2. If you choose "Partial Conversion" then Column BA (AMOUNT) only will be converted based on selected currency (Column L) and Column BB (TAXES) value (INR) will be added to the converted values.
Note on K359: gepadmin: 1. If you choose "Full Conversion" then Column BA (AMOUNT) and Column BB (TAXES) BOTH values will be convert based on selected Currency in (Column L). 2. If you choose "Partial Conversion" then Column BA (AMOUNT) only will be converted based on selected currency (Column L) and Column BB (TAXES) value (INR) will be added to the converted values.
Note on K361: gepadmin: 1. If you choose "Full Conversion" then Column BA (AMOUNT) and Column BB (TAXES) BOTH values will be convert based on selected Currency in (Column L). 2. If you choose "Partial Conversion" then Column BA (AMOUNT) only will be converted based on selected currency (Column L) and Column BB (TAXES) value (INR) will be added to the converted values.
Note on K363: gepadmin: 1. If you choose "Full Conversion" then Column BA (AMOUNT) and Column BB (TAXES) BOTH values will be convert based on selected Currency in (Column L). 2. If you choose "Partial Conversion" then Column BA (AMOUNT) only will be converted based on selected currency (Column L) and Column BB (TAXES) value (INR) will be added to the converted values.
Note on K365: gepadmin: 1. If you choose "Full Conversion" then Column BA (AMOUNT) and Column BB (TAXES) BOTH values will be convert based on selected Currency in (Column L). 2. If you choose "Partial Conversion" then Column BA (AMOUNT) only will be converted based on selected currency (Column L) and Column BB (TAXES) value (INR) will be added to the converted values.
Note on K367: gepadmin: 1. If you choose "Full Conversion" then Column BA (AMOUNT) and Column BB (TAXES) BOTH values will be convert based on selected Currency in (Column L). 2. If you choose "Partial Conversion" then Column BA (AMOUNT) only will be converted based on selected currency (Column L) and Column BB (TAXES) value (INR) will be added to the converted values.
Note on K368: gepadmin: 1. If you choose "Full Conversion" then Column BA (AMOUNT) and Column BB (TAXES) BOTH values will be convert based on selected Currency in (Column L). 2. If you choose "Partial Conversion" then Column BA (AMOUNT) only will be converted based on selected currency (Column L) and Column BB (TAXES) value (INR) will be added to the converted values.
Note on K370: gepadmin: 1. If you choose "Full Conversion" then Column BA (AMOUNT) and Column BB (TAXES) BOTH values will be convert based on selected Currency in (Column L). 2. If you choose "Partial Conversion" then Column BA (AMOUNT) only will be converted based on selected currency (Column L) and Column BB (TAXES) value (INR) will be added to the converted values.
Note on K371: gepadmin: 1. If you choose "Full Conversion" then Column BA (AMOUNT) and Column BB (TAXES) BOTH values will be convert based on selected Currency in (Column L). 2. If you choose "Partial Conversion" then Column BA (AMOUNT) only will be converted based on selected currency (Column L) and Column BB (TAXES) value (INR) will be added to the converted values.
Note on K373: gepadmin: 1. If you choose "Full Conversion" then Column BA (AMOUNT) and Column BB (TAXES) BOTH values will be convert based on selected Currency in (Column L). 2. If you choose "Partial Conversion" then Column BA (AMOUNT) only will be converted based on selected currency (Column L) and Column BB (TAXES) value (INR) will be added to the converted values.
Note on K374: gepadmin: 1. If you choose "Full Conversion" then Column BA (AMOUNT) and Column BB (TAXES) BOTH values will be convert based on selected Currency in (Column L). 2. If you choose "Partial Conversion" then Column BA (AMOUNT) only will be converted based on selected currency (Column L) and Column BB (TAXES) value (INR) will be added to the converted values.
Note on K375: gepadmin: 1. If you choose "Full Conversion" then Column BA (AMOUNT) and Column BB (TAXES) BOTH values will be convert based on selected Currency in (Column L). 2. If you choose "Partial Conversion" then Column BA (AMOUNT) only will be converted based on selected currency (Column L) and Column BB (TAXES) value (INR) will be added to the converted values.
Note on K378: gepadmin: 1. If you choose "Full Conversion" then Column BA (AMOUNT) and Column BB (TAXES) BOTH values will be convert based on selected Currency in (Column L). 2. If you choose "Partial Conversion" then Column BA (AMOUNT) only will be converted based on selected currency (Column L) and Column BB (TAXES) value (INR) will be added to the converted values.
Note on K379: gepadmin: 1. If you choose "Full Conversion" then Column BA (AMOUNT) and Column BB (TAXES) BOTH values will be convert based on selected Currency in (Column L). 2. If you choose "Partial Conversion" then Column BA (AMOUNT) only will be converted based on selected currency (Column L) and Column BB (TAXES) value (INR) will be added to the converted values.
Note on K381: gepadmin: 1. If you choose "Full Conversion" then Column BA (AMOUNT) and Column BB (TAXES) BOTH values will be convert based on selected Currency in (Column L). 2. If you choose "Partial Conversion" then Column BA (AMOUNT) only will be converted based on selected currency (Column L) and Column BB (TAXES) value (INR) will be added to the converted values.
Note on K382: gepadmin: 1. If you choose "Full Conversion" then Column BA (AMOUNT) and Column BB (TAXES) BOTH values will be convert based on selected Currency in (Column L). 2. If you choose "Partial Conversion" then Column BA (AMOUNT) only will be converted based on selected currency (Column L) and Column BB (TAXES) value (INR) will be added to the converted values.
Note on K384: gepadmin: 1. If you choose "Full Conversion" then Column BA (AMOUNT) and Column BB (TAXES) BOTH values will be convert based on selected Currency in (Column L). 2. If you choose "Partial Conversion" then Column BA (AMOUNT) only will be converted based on selected currency (Column L) and Column BB (TAXES) value (INR) will be added to the converted values.
Note on K386: gepadmin: 1. If you choose "Full Conversion" then Column BA (AMOUNT) and Column BB (TAXES) BOTH values will be convert based on selected Currency in (Column L). 2. If you choose "Partial Conversion" then Column BA (AMOUNT) only will be converted based on selected currency (Column L) and Column BB (TAXES) value (INR) will be added to the converted values.
Note on K388: gepadmin: 1. If you choose "Full Conversion" then Column BA (AMOUNT) and Column BB (TAXES) BOTH values will be convert based on selected Currency in (Column L). 2. If you choose "Partial Conversion" then Column BA (AMOUNT) only will be converted based on selected currency (Column L) and Column BB (TAXES) value (INR) will be added to the converted values.
Note on K389: gepadmin: 1. If you choose "Full Conversion" then Column BA (AMOUNT) and Column BB (TAXES) BOTH values will be convert based on selected Currency in (Column L). 2. If you choose "Partial Conversion" then Column BA (AMOUNT) only will be converted based on selected currency (Column L) and Column BB (TAXES) value (INR) will be added to the converted values.
Note on K390: gepadmin: 1. If you choose "Full Conversion" then Column BA (AMOUNT) and Column BB (TAXES) BOTH values will be convert based on selected Currency in (Column L). 2. If you choose "Partial Conversion" then Column BA (AMOUNT) only will be converted based on selected currency (Column L) and Column BB (TAXES) value (INR) will be added to the converted values.
Note on K391: gepadmin: 1. If you choose "Full Conversion" then Column BA (AMOUNT) and Column BB (TAXES) BOTH values will be convert based on selected Currency in (Column L). 2. If you choose "Partial Conversion" then Column BA (AMOUNT) only will be converted based on selected currency (Column L) and Column BB (TAXES) value (INR) will be added to the converted values.
Note on K393: gepadmin: 1. If you choose "Full Conversion" then Column BA (AMOUNT) and Column BB (TAXES) BOTH values will be convert based on selected Currency in (Column L). 2. If you choose "Partial Conversion" then Column BA (AMOUNT) only will be converted based on selected currency (Column L) and Column BB (TAXES) value (INR) will be added to the converted values.
Note on K395: gepadmin: 1. If you choose "Full Conversion" then Column BA (AMOUNT) and Column BB (TAXES) BOTH values will be convert based on selected Currency in (Column L). 2. If you choose "Partial Conversion" then Column BA (AMOUNT) only will be converted based on selected currency (Column L) and Column BB (TAXES) value (INR) will be added to the converted values.
Note on K396: gepadmin: 1. If you choose "Full Conversion" then Column BA (AMOUNT) and Column BB (TAXES) BOTH values will be convert based on selected Currency in (Column L). 2. If you choose "Partial Conversion" then Column BA (AMOUNT) only will be converted based on selected currency (Column L) and Column BB (TAXES) value (INR) will be added to the converted values.
Note on K397: gepadmin: 1. If you choose "Full Conversion" then Column BA (AMOUNT) and Column BB (TAXES) BOTH values will be convert based on selected Currency in (Column L). 2. If you choose "Partial Conversion" then Column BA (AMOUNT) only will be converted based on selected currency (Column L) and Column BB (TAXES) value (INR) will be added to the converted values.
Note on K398: gepadmin: 1. If you choose "Full Conversion" then Column BA (AMOUNT) and Column BB (TAXES) BOTH values will be convert based on selected Currency in (Column L). 2. If you choose "Partial Conversion" then Column BA (AMOUNT) only will be converted based on selected currency (Column L) and Column BB (TAXES) value (INR) will be added to the converted values.
Note on K399: gepadmin: 1. If you choose "Full Conversion" then Column BA (AMOUNT) and Column BB (TAXES) BOTH values will be convert based on selected Currency in (Column L). 2. If you choose "Partial Conversion" then Column BA (AMOUNT) only will be converted based on selected currency (Column L) and Column BB (TAXES) value (INR) will be added to the converted values.
Note on K401: gepadmin: 1. If you choose "Full Conversion" then Column BA (AMOUNT) and Column BB (TAXES) BOTH values will be convert based on selected Currency in (Column L). 2. If you choose "Partial Conversion" then Column BA (AMOUNT) only will be converted based on selected currency (Column L) and Column BB (TAXES) value (INR) will be added to the converted values.
Note on K402: gepadmin: 1. If you choose "Full Conversion" then Column BA (AMOUNT) and Column BB (TAXES) BOTH values will be convert based on selected Currency in (Column L). 2. If you choose "Partial Conversion" then Column BA (AMOUNT) only will be converted based on selected currency (Column L) and Column BB (TAXES) value (INR) will be added to the converted values.
Note on K403: gepadmin: 1. If you choose "Full Conversion" then Column BA (AMOUNT) and Column BB (TAXES) BOTH values will be convert based on selected Currency in (Column L). 2. If you choose "Partial Conversion" then Column BA (AMOUNT) only will be converted based on selected currency (Column L) and Column BB (TAXES) value (INR) will be added to the converted values.
Note on K404: gepadmin: 1. If you choose "Full Conversion" then Column BA (AMOUNT) and Column BB (TAXES) BOTH values will be convert based on selected Currency in (Column L). 2. If you choose "Partial Conversion" then Column BA (AMOUNT) only will be converted based on selected currency (Column L) and Column BB (TAXES) value (INR) will be added to the converted values.
Note on K405: gepadmin: 1. If you choose "Full Conversion" then Column BA (AMOUNT) and Column BB (TAXES) BOTH values will be convert based on selected Currency in (Column L). 2. If you choose "Partial Conversion" then Column BA (AMOUNT) only will be converted based on selected currency (Column L) and Column BB (TAXES) value (INR) will be added to the converted values.
Note on K407: gepadmin: 1. If you choose "Full Conversion" then Column BA (AMOUNT) and Column BB (TAXES) BOTH values will be convert based on selected Currency in (Column L). 2. If you choose "Partial Conversion" then Column BA (AMOUNT) only will be converted based on selected currency (Column L) and Column BB (TAXES) value (INR) will be added to the converted values.
Note on K409: gepadmin: 1. If you choose "Full Conversion" then Column BA (AMOUNT) and Column BB (TAXES) BOTH values will be convert based on selected Currency in (Column L). 2. If you choose "Partial Conversion" then Column BA (AMOUNT) only will be converted based on selected currency (Column L) and Column BB (TAXES) value (INR) will be added to the converted values.
Note on K410: gepadmin: 1. If you choose "Full Conversion" then Column BA (AMOUNT) and Column BB (TAXES) BOTH values will be convert based on selected Currency in (Column L). 2. If you choose "Partial Conversion" then Column BA (AMOUNT) only will be converted based on selected currency (Column L) and Column BB (TAXES) value (INR) will be added to the converted values.
Note on K411: gepadmin: 1. If you choose "Full Conversion" then Column BA (AMOUNT) and Column BB (TAXES) BOTH values will be convert based on selected Currency in (Column L). 2. If you choose "Partial Conversion" then Column BA (AMOUNT) only will be converted based on selected currency (Column L) and Column BB (TAXES) value (INR) will be added to the converted values.
Note on K412: gepadmin: 1. If you choose "Full Conversion" then Column BA (AMOUNT) and Column BB (TAXES) BOTH values will be convert based on selected Currency in (Column L). 2. If you choose "Partial Conversion" then Column BA (AMOUNT) only will be converted based on selected currency (Column L) and Column BB (TAXES) value (INR) will be added to the converted values.
Note on K414: gepadmin: 1. If you choose "Full Conversion" then Column BA (AMOUNT) and Column BB (TAXES) BOTH values will be convert based on selected Currency in (Column L). 2. If you choose "Partial Conversion" then Column BA (AMOUNT) only will be converted based on selected currency (Column L) and Column BB (TAXES) value (INR) will be added to the converted values.
Note on K416: gepadmin: 1. If you choose "Full Conversion" then Column BA (AMOUNT) and Column BB (TAXES) BOTH values will be convert based on selected Currency in (Column L). 2. If you choose "Partial Conversion" then Column BA (AMOUNT) only will be converted based on selected currency (Column L) and Column BB (TAXES) value (INR) will be added to the converted values.
Note on K418: gepadmin: 1. If you choose "Full Conversion" then Column BA (AMOUNT) and Column BB (TAXES) BOTH values will be convert based on selected Currency in (Column L). 2. If you choose "Partial Conversion" then Column BA (AMOUNT) only will be converted based on selected currency (Column L) and Column BB (TAXES) value (INR) will be added to the converted values.
Note on K420: gepadmin: 1. If you choose "Full Conversion" then Column BA (AMOUNT) and Column BB (TAXES) BOTH values will be convert based on selected Currency in (Column L). 2. If you choose "Partial Conversion" then Column BA (AMOUNT) only will be converted based on selected currency (Column L) and Column BB (TAXES) value (INR) will be added to the converted values.
Note on K422: gepadmin: 1. If you choose "Full Conversion" then Column BA (AMOUNT) and Column BB (TAXES) BOTH values will be convert based on selected Currency in (Column L). 2. If you choose "Partial Conversion" then Column BA (AMOUNT) only will be converted based on selected currency (Column L) and Column BB (TAXES) value (INR) will be added to the converted values.
Note on K423: gepadmin: 1. If you choose "Full Conversion" then Column BA (AMOUNT) and Column BB (TAXES) BOTH values will be convert based on selected Currency in (Column L). 2. If you choose "Partial Conversion" then Column BA (AMOUNT) only will be converted based on selected currency (Column L) and Column BB (TAXES) value (INR) will be added to the converted values.
Note on K424: gepadmin: 1. If you choose "Full Conversion" then Column BA (AMOUNT) and Column BB (TAXES) BOTH values will be convert based on selected Currency in (Column L). 2. If you choose "Partial Conversion" then Column BA (AMOUNT) only will be converted based on selected currency (Column L) and Column BB (TAXES) value (INR) will be added to the converted values.
Note on K426: gepadmin: 1. If you choose "Full Conversion" then Column BA (AMOUNT) and Column BB (TAXES) BOTH values will be convert based on selected Currency in (Column L). 2. If you choose "Partial Conversion" then Column BA (AMOUNT) only will be converted based on selected currency (Column L) and Column BB (TAXES) value (INR) will be added to the converted values.
Note on K427: gepadmin: 1. If you choose "Full Conversion" then Column BA (AMOUNT) and Column BB (TAXES) BOTH values will be convert based on selected Currency in (Column L). 2. If you choose "Partial Conversion" then Column BA (AMOUNT) only will be converted based on selected currency (Column L) and Column BB (TAXES) value (INR) will be added to the converted values.
Note on K428: gepadmin: 1. If you choose "Full Conversion" then Column BA (AMOUNT) and Column BB (TAXES) BOTH values will be convert based on selected Currency in (Column L). 2. If you choose "Partial Conversion" then Column BA (AMOUNT) only will be converted based on selected currency (Column L) and Column BB (TAXES) value (INR) will be added to the converted values.
Note on K429: gepadmin: 1. If you choose "Full Conversion" then Column BA (AMOUNT) and Column BB (TAXES) BOTH values will be convert based on selected Currency in (Column L). 2. If you choose "Partial Conversion" then Column BA (AMOUNT) only will be converted based on selected currency (Column L) and Column BB (TAXES) value (INR) will be added to the converted values.
Note on K430: gepadmin: 1. If you choose "Full Conversion" then Column BA (AMOUNT) and Column BB (TAXES) BOTH values will be convert based on selected Currency in (Column L). 2. If you choose "Partial Conversion" then Column BA (AMOUNT) only will be converted based on selected currency (Column L) and Column BB (TAXES) value (INR) will be added to the converted values.
Note on K432: gepadmin: 1. If you choose "Full Conversion" then Column BA (AMOUNT) and Column BB (TAXES) BOTH values will be convert based on selected Currency in (Column L). 2. If you choose "Partial Conversion" then Column BA (AMOUNT) only will be converted based on selected currency (Column L) and Column BB (TAXES) value (INR) will be added to the converted values.
Note on K433: gepadmin: 1. If you choose "Full Conversion" then Column BA (AMOUNT) and Column BB (TAXES) BOTH values will be convert based on selected Currency in (Column L). 2. If you choose "Partial Conversion" then Column BA (AMOUNT) only will be converted based on selected currency (Column L) and Column BB (TAXES) value (INR) will be added to the converted values.
Note on K435: gepadmin: 1. If you choose "Full Conversion" then Column BA (AMOUNT) and Column BB (TAXES) BOTH values will be convert based on selected Currency in (Column L). 2. If you choose "Partial Conversion" then Column BA (AMOUNT) only will be converted based on selected currency (Column L) and Column BB (TAXES) value (INR) will be added to the converted values.
Note on K437: gepadmin: 1. If you choose "Full Conversion" then Column BA (AMOUNT) and Column BB (TAXES) BOTH values will be convert based on selected Currency in (Column L). 2. If you choose "Partial Conversion" then Column BA (AMOUNT) only will be converted based on selected currency (Column L) and Column BB (TAXES) value (INR) will be added to the converted values.
Note on K438: gepadmin: 1. If you choose "Full Conversion" then Column BA (AMOUNT) and Column BB (TAXES) BOTH values will be convert based on selected Currency in (Column L). 2. If you choose "Partial Conversion" then Column BA (AMOUNT) only will be converted based on selected currency (Column L) and Column BB (TAXES) value (INR) will be added to the converted values.
Note on K439: gepadmin: 1. If you choose "Full Conversion" then Column BA (AMOUNT) and Column BB (TAXES) BOTH values will be convert based on selected Currency in (Column L). 2. If you choose "Partial Conversion" then Column BA (AMOUNT) only will be converted based on selected currency (Column L) and Column BB (TAXES) value (INR) will be added to the converted values.
Note on K440: gepadmin: 1. If you choose "Full Conversion" then Column BA (AMOUNT) and Column BB (TAXES) BOTH values will be convert based on selected Currency in (Column L). 2. If you choose "Partial Conversion" then Column BA (AMOUNT) only will be converted based on selected currency (Column L) and Column BB (TAXES) value (INR) will be added to the converted values.
Note on K441: gepadmin: 1. If you choose "Full Conversion" then Column BA (AMOUNT) and Column BB (TAXES) BOTH values will be convert based on selected Currency in (Column L). 2. If you choose "Partial Conversion" then Column BA (AMOUNT) only will be converted based on selected currency (Column L) and Column BB (TAXES) value (INR) will be added to the converted values.
Note on K444: gepadmin: 1. If you choose "Full Conversion" then Column BA (AMOUNT) and Column BB (TAXES) BOTH values will be convert based on selected Currency in (Column L). 2. If you choose "Partial Conversion" then Column BA (AMOUNT) only will be converted based on selected currency (Column L) and Column BB (TAXES) value (INR) will be added to the converted values.
Note on K445: gepadmin: 1. If you choose "Full Conversion" then Column BA (AMOUNT) and Column BB (TAXES) BOTH values will be convert based on selected Currency in (Column L). 2. If you choose "Partial Conversion" then Column BA (AMOUNT) only will be converted based on selected currency (Column L) and Column BB (TAXES) value (INR) will be added to the converted values.
Note on K446: gepadmin: 1. If you choose "Full Conversion" then Column BA (AMOUNT) and Column BB (TAXES) BOTH values will be convert based on selected Currency in (Column L). 2. If you choose "Partial Conversion" then Column BA (AMOUNT) only will be converted based on selected currency (Column L) and Column BB (TAXES) value (INR) will be added to the converted values.
Note on K447: gepadmin: 1. If you choose "Full Conversion" then Column BA (AMOUNT) and Column BB (TAXES) BOTH values will be convert based on selected Currency in (Column L). 2. If you choose "Partial Conversion" then Column BA (AMOUNT) only will be converted based on selected currency (Column L) and Column BB (TAXES) value (INR) will be added to the converted values.
Note on K448: gepadmin: 1. If you choose "Full Conversion" then Column BA (AMOUNT) and Column BB (TAXES) BOTH values will be convert based on selected Currency in (Column L). 2. If you choose "Partial Conversion" then Column BA (AMOUNT) only will be converted based on selected currency (Column L) and Column BB (TAXES) value (INR) will be added to the converted values.
Note on K450: gepadmin: 1. If you choose "Full Conversion" then Column BA (AMOUNT) and Column BB (TAXES) BOTH values will be convert based on selected Currency in (Column L). 2. If you choose "Partial Conversion" then Column BA (AMOUNT) only will be converted based on selected currency (Column L) and Column BB (TAXES) value (INR) will be added to the converted values.
Note on K452: gepadmin: 1. If you choose "Full Conversion" then Column BA (AMOUNT) and Column BB (TAXES) BOTH values will be convert based on selected Currency in (Column L). 2. If you choose "Partial Conversion" then Column BA (AMOUNT) only will be converted based on selected currency (Column L) and Column BB (TAXES) value (INR) will be added to the converted values.
Note on K453: gepadmin: 1. If you choose "Full Conversion" then Column BA (AMOUNT) and Column BB (TAXES) BOTH values will be convert based on selected Currency in (Column L). 2. If you choose "Partial Conversion" then Column BA (AMOUNT) only will be converted based on selected currency (Column L) and Column BB (TAXES) value (INR) will be added to the converted values.
Note on K456: gepadmin: 1. If you choose "Full Conversion" then Column BA (AMOUNT) and Column BB (TAXES) BOTH values will be convert based on selected Currency in (Column L). 2. If you choose "Partial Conversion" then Column BA (AMOUNT) only will be converted based on selected currency (Column L) and Column BB (TAXES) value (INR) will be added to the converted values.
Note on K458: gepadmin: 1. If you choose "Full Conversion" then Column BA (AMOUNT) and Column BB (TAXES) BOTH values will be convert based on selected Currency in (Column L). 2. If you choose "Partial Conversion" then Column BA (AMOUNT) only will be converted based on selected currency (Column L) and Column BB (TAXES) value (INR) will be added to the converted values.
Note on K459: gepadmin: 1. If you choose "Full Conversion" then Column BA (AMOUNT) and Column BB (TAXES) BOTH values will be convert based on selected Currency in (Column L). 2. If you choose "Partial Conversion" then Column BA (AMOUNT) only will be converted based on selected currency (Column L) and Column BB (TAXES) value (INR) will be added to the converted values.
Note on K461: gepadmin: 1. If you choose "Full Conversion" then Column BA (AMOUNT) and Column BB (TAXES) BOTH values will be convert based on selected Currency in (Column L). 2. If you choose "Partial Conversion" then Column BA (AMOUNT) only will be converted based on selected currency (Column L) and Column BB (TAXES) value (INR) will be added to the converted values.
Note on K463: gepadmin: 1. If you choose "Full Conversion" then Column BA (AMOUNT) and Column BB (TAXES) BOTH values will be convert based on selected Currency in (Column L). 2. If you choose "Partial Conversion" then Column BA (AMOUNT) only will be converted based on selected currency (Column L) and Column BB (TAXES) value (INR) will be added to the converted values.
Note on K465: gepadmin: 1. If you choose "Full Conversion" then Column BA (AMOUNT) and Column BB (TAXES) BOTH values will be convert based on selected Currency in (Column L). 2. If you choose "Partial Conversion" then Column BA (AMOUNT) only will be converted based on selected currency (Column L) and Column BB (TAXES) value (INR) will be added to the converted values.
Note on K466: gepadmin: 1. If you choose "Full Conversion" then Column BA (AMOUNT) and Column BB (TAXES) BOTH values will be convert based on selected Currency in (Column L). 2. If you choose "Partial Conversion" then Column BA (AMOUNT) only will be converted based on selected currency (Column L) and Column BB (TAXES) value (INR) will be added to the converted values.
Note on K467: gepadmin: 1. If you choose "Full Conversion" then Column BA (AMOUNT) and Column BB (TAXES) BOTH values will be convert based on selected Currency in (Column L). 2. If you choose "Partial Conversion" then Column BA (AMOUNT) only will be converted based on selected currency (Column L) and Column BB (TAXES) value (INR) will be added to the converted values.
Note on K470: gepadmin: 1. If you choose "Full Conversion" then Column BA (AMOUNT) and Column BB (TAXES) BOTH values will be convert based on selected Currency in (Column L). 2. If you choose "Partial Conversion" then Column BA (AMOUNT) only will be converted based on selected currency (Column L) and Column BB (TAXES) value (INR) will be added to the converted values.
Note on K471: gepadmin: 1. If you choose "Full Conversion" then Column BA (AMOUNT) and Column BB (TAXES) BOTH values will be convert based on selected Currency in (Column L). 2. If you choose "Partial Conversion" then Column BA (AMOUNT) only will be converted based on selected currency (Column L) and Column BB (TAXES) value (INR) will be added to the converted values.
Note on K472: gepadmin: 1. If you choose "Full Conversion" then Column BA (AMOUNT) and Column BB (TAXES) BOTH values will be convert based on selected Currency in (Column L). 2. If you choose "Partial Conversion" then Column BA (AMOUNT) only will be converted based on selected currency (Column L) and Column BB (TAXES) value (INR) will be added to the converted values.
Note on K474: gepadmin: 1. If you choose "Full Conversion" then Column BA (AMOUNT) and Column BB (TAXES) BOTH values will be convert based on selected Currency in (Column L). 2. If you choose "Partial Conversion" then Column BA (AMOUNT) only will be converted based on selected currency (Column L) and Column BB (TAXES) value (INR) will be added to the converted values.
Note on K475: gepadmin: 1. If you choose "Full Conversion" then Column BA (AMOUNT) and Column BB (TAXES) BOTH values will be convert based on selected Currency in (Column L). 2. If you choose "Partial Conversion" then Column BA (AMOUNT) only will be converted based on selected currency (Column L) and Column BB (TAXES) value (INR) will be added to the converted values.
Note on K476: gepadmin: 1. If you choose "Full Conversion" then Column BA (AMOUNT) and Column BB (TAXES) BOTH values will be convert based on selected Currency in (Column L). 2. If you choose "Partial Conversion" then Column BA (AMOUNT) only will be converted based on selected currency (Column L) and Column BB (TAXES) value (INR) will be added to the converted values.
Note on K477: gepadmin: 1. If you choose "Full Conversion" then Column BA (AMOUNT) and Column BB (TAXES) BOTH values will be convert based on selected Currency in (Column L). 2. If you choose "Partial Conversion" then Column BA (AMOUNT) only will be converted based on selected currency (Column L) and Column BB (TAXES) value (INR) will be added to the converted values.
Note on K479: gepadmin: 1. If you choose "Full Conversion" then Column BA (AMOUNT) and Column BB (TAXES) BOTH values will be convert based on selected Currency in (Column L). 2. If you choose "Partial Conversion" then Column BA (AMOUNT) only will be converted based on selected currency (Column L) and Column BB (TAXES) value (INR) will be added to the converted values.
Note on K481: gepadmin: 1. If you choose "Full Conversion" then Column BA (AMOUNT) and Column BB (TAXES) BOTH values will be convert based on selected Currency in (Column L). 2. If you choose "Partial Conversion" then Column BA (AMOUNT) only will be converted based on selected currency (Column L) and Column BB (TAXES) value (INR) will be added to the converted values.
Note on K483: gepadmin: 1. If you choose "Full Conversion" then Column BA (AMOUNT) and Column BB (TAXES) BOTH values will be convert based on selected Currency in (Column L). 2. If you choose "Partial Conversion" then Column BA (AMOUNT) only will be converted based on selected currency (Column L) and Column BB (TAXES) value (INR) will be added to the converted values.
Note on K484: gepadmin: 1. If you choose "Full Conversion" then Column BA (AMOUNT) and Column BB (TAXES) BOTH values will be convert based on selected Currency in (Column L). 2. If you choose "Partial Conversion" then Column BA (AMOUNT) only will be converted based on selected currency (Column L) and Column BB (TAXES) value (INR) will be added to the converted values.
Note on K485: gepadmin: 1. If you choose "Full Conversion" then Column BA (AMOUNT) and Column BB (TAXES) BOTH values will be convert based on selected Currency in (Column L). 2. If you choose "Partial Conversion" then Column BA (AMOUNT) only will be converted based on selected currency (Column L) and Column BB (TAXES) value (INR) will be added to the converted values.
Note on K486: gepadmin: 1. If you choose "Full Conversion" then Column BA (AMOUNT) and Column BB (TAXES) BOTH values will be convert based on selected Currency in (Column L). 2. If you choose "Partial Conversion" then Column BA (AMOUNT) only will be converted based on selected currency (Column L) and Column BB (TAXES) value (INR) will be added to the converted values.
Note on K487: gepadmin: 1. If you choose "Full Conversion" then Column BA (AMOUNT) and Column BB (TAXES) BOTH values will be convert based on selected Currency in (Column L). 2. If you choose "Partial Conversion" then Column BA (AMOUNT) only will be converted based on selected currency (Column L) and Column BB (TAXES) value (INR) will be added to the converted values.
Note on K488: gepadmin: 1. If you choose "Full Conversion" then Column BA (AMOUNT) and Column BB (TAXES) BOTH values will be convert based on selected Currency in (Column L). 2. If you choose "Partial Conversion" then Column BA (AMOUNT) only will be converted based on selected currency (Column L) and Column BB (TAXES) value (INR) will be added to the converted values.
Note on K490: gepadmin: 1. If you choose "Full Conversion" then Column BA (AMOUNT) and Column BB (TAXES) BOTH values will be convert based on selected Currency in (Column L). 2. If you choose "Partial Conversion" then Column BA (AMOUNT) only will be converted based on selected currency (Column L) and Column BB (TAXES) value (INR) will be added to the converted values.
Note on K491: gepadmin: 1. If you choose "Full Conversion" then Column BA (AMOUNT) and Column BB (TAXES) BOTH values will be convert based on selected Currency in (Column L). 2. If you choose "Partial Conversion" then Column BA (AMOUNT) only will be converted based on selected currency (Column L) and Column BB (TAXES) value (INR) will be added to the converted values.
Note on K492: gepadmin: 1. If you choose "Full Conversion" then Column BA (AMOUNT) and Column BB (TAXES) BOTH values will be convert based on selected Currency in (Column L). 2. If you choose "Partial Conversion" then Column BA (AMOUNT) only will be converted based on selected currency (Column L) and Column BB (TAXES) value (INR) will be added to the converted values.
Note on K494: gepadmin: 1. If you choose "Full Conversion" then Column BA (AMOUNT) and Column BB (TAXES) BOTH values will be convert based on selected Currency in (Column L). 2. If you choose "Partial Conversion" then Column BA (AMOUNT) only will be converted based on selected currency (Column L) and Column BB (TAXES) value (INR) will be added to the converted values.
Note on K495: gepadmin: 1. If you choose "Full Conversion" then Column BA (AMOUNT) and Column BB (TAXES) BOTH values will be convert based on selected Currency in (Column L). 2. If you choose "Partial Conversion" then Column BA (AMOUNT) only will be converted based on selected currency (Column L) and Column BB (TAXES) value (INR) will be added to the converted values.
Note on K498: gepadmin: 1. If you choose "Full Conversion" then Column BA (AMOUNT) and Column BB (TAXES) BOTH values will be convert based on selected Currency in (Column L). 2. If you choose "Partial Conversion" then Column BA (AMOUNT) only will be converted based on selected currency (Column L) and Column BB (TAXES) value (INR) will be added to the converted values.
Note on K499: gepadmin: 1. If you choose "Full Conversion" then Column BA (AMOUNT) and Column BB (TAXES) BOTH values will be convert based on selected Currency in (Column L). 2. If you choose "Partial Conversion" then Column BA (AMOUNT) only will be converted based on selected currency (Column L) and Column BB (TAXES) value (INR) will be added to the converted values.
Note on K501: gepadmin: 1. If you choose "Full Conversion" then Column BA (AMOUNT) and Column BB (TAXES) BOTH values will be convert based on selected Currency in (Column L). 2. If you choose "Partial Conversion" then Column BA (AMOUNT) only will be converted based on selected currency (Column L) and Column BB (TAXES) value (INR) will be added to the converted values.
Note on K502: gepadmin: 1. If you choose "Full Conversion" then Column BA (AMOUNT) and Column BB (TAXES) BOTH values will be convert based on selected Currency in (Column L). 2. If you choose "Partial Conversion" then Column BA (AMOUNT) only will be converted based on selected currency (Column L) and Column BB (TAXES) value (INR) will be added to the converted values.
Note on K503: gepadmin: 1. If you choose "Full Conversion" then Column BA (AMOUNT) and Column BB (TAXES) BOTH values will be convert based on selected Currency in (Column L). 2. If you choose "Partial Conversion" then Column BA (AMOUNT) only will be converted based on selected currency (Column L) and Column BB (TAXES) value (INR) will be added to the converted values.
Note on K505: gepadmin: 1. If you choose "Full Conversion" then Column BA (AMOUNT) and Column BB (TAXES) BOTH values will be convert based on selected Currency in (Column L). 2. If you choose "Partial Conversion" then Column BA (AMOUNT) only will be converted based on selected currency (Column L) and Column BB (TAXES) value (INR) will be added to the converted values.
Note on K506: gepadmin: 1. If you choose "Full Conversion" then Column BA (AMOUNT) and Column BB (TAXES) BOTH values will be convert based on selected Currency in (Column L). 2. If you choose "Partial Conversion" then Column BA (AMOUNT) only will be converted based on selected currency (Column L) and Column BB (TAXES) value (INR) will be added to the converted values.
Note on K508: gepadmin: 1. If you choose "Full Conversion" then Column BA (AMOUNT) and Column BB (TAXES) BOTH values will be convert based on selected Currency in (Column L). 2. If you choose "Partial Conversion" then Column BA (AMOUNT) only will be converted based on selected currency (Column L) and Column BB (TAXES) value (INR) will be added to the converted values.
Note on K511: gepadmin: 1. If you choose "Full Conversion" then Column BA (AMOUNT) and Column BB (TAXES) BOTH values will be convert based on selected Currency in (Column L). 2. If you choose "Partial Conversion" then Column BA (AMOUNT) only will be converted based on selected currency (Column L) and Column BB (TAXES) value (INR) will be added to the converted values.
Note on K512: gepadmin: 1. If you choose "Full Conversion" then Column BA (AMOUNT) and Column BB (TAXES) BOTH values will be convert based on selected Currency in (Column L). 2. If you choose "Partial Conversion" then Column BA (AMOUNT) only will be converted based on selected currency (Column L) and Column BB (TAXES) value (INR) will be added to the converted values.
Note on K514: gepadmin: 1. If you choose "Full Conversion" then Column BA (AMOUNT) and Column BB (TAXES) BOTH values will be convert based on selected Currency in (Column L). 2. If you choose "Partial Conversion" then Column BA (AMOUNT) only will be converted based on selected currency (Column L) and Column BB (TAXES) value (INR) will be added to the converted values.
Note on K515: gepadmin: 1. If you choose "Full Conversion" then Column BA (AMOUNT) and Column BB (TAXES) BOTH values will be convert based on selected Currency in (Column L). 2. If you choose "Partial Conversion" then Column BA (AMOUNT) only will be converted based on selected currency (Column L) and Column BB (TAXES) value (INR) will be added to the converted values.
Note on K517: gepadmin: 1. If you choose "Full Conversion" then Column BA (AMOUNT) and Column BB (TAXES) BOTH values will be convert based on selected Currency in (Column L). 2. If you choose "Partial Conversion" then Column BA (AMOUNT) only will be converted based on selected currency (Column L) and Column BB (TAXES) value (INR) will be added to the converted values.
Note on K518: gepadmin: 1. If you choose "Full Conversion" then Column BA (AMOUNT) and Column BB (TAXES) BOTH values will be convert based on selected Currency in (Column L). 2. If you choose "Partial Conversion" then Column BA (AMOUNT) only will be converted based on selected currency (Column L) and Column BB (TAXES) value (INR) will be added to the converted values.
Note on K520: gepadmin: 1. If you choose "Full Conversion" then Column BA (AMOUNT) and Column BB (TAXES) BOTH values will be convert based on selected Currency in (Column L). 2. If you choose "Partial Conversion" then Column BA (AMOUNT) only will be converted based on selected currency (Column L) and Column BB (TAXES) value (INR) will be added to the converted values.
Note on K521: gepadmin: 1. If you choose "Full Conversion" then Column BA (AMOUNT) and Column BB (TAXES) BOTH values will be convert based on selected Currency in (Column L). 2. If you choose "Partial Conversion" then Column BA (AMOUNT) only will be converted based on selected currency (Column L) and Column BB (TAXES) value (INR) will be added to the converted values.
Note on K524: gepadmin: 1. If you choose "Full Conversion" then Column BA (AMOUNT) and Column BB (TAXES) BOTH values will be convert based on selected Currency in (Column L). 2. If you choose "Partial Conversion" then Column BA (AMOUNT) only will be converted based on selected currency (Column L) and Column BB (TAXES) value (INR) will be added to the converted values.
Note on K525: gepadmin: 1. If you choose "Full Conversion" then Column BA (AMOUNT) and Column BB (TAXES) BOTH values will be convert based on selected Currency in (Column L). 2. If you choose "Partial Conversion" then Column BA (AMOUNT) only will be converted based on selected currency (Column L) and Column BB (TAXES) value (INR) will be added to the converted values.
Note on K527: gepadmin: 1. If you choose "Full Conversion" then Column BA (AMOUNT) and Column BB (TAXES) BOTH values will be convert based on selected Currency in (Column L). 2. If you choose "Partial Conversion" then Column BA (AMOUNT) only will be converted based on selected currency (Column L) and Column BB (TAXES) value (INR) will be added to the converted values.
Note on K528: gepadmin: 1. If you choose "Full Conversion" then Column BA (AMOUNT) and Column BB (TAXES) BOTH values will be convert based on selected Currency in (Column L). 2. If you choose "Partial Conversion" then Column BA (AMOUNT) only will be converted based on selected currency (Column L) and Column BB (TAXES) value (INR) will be added to the converted values.
Note on K531: gepadmin: 1. If you choose "Full Conversion" then Column BA (AMOUNT) and Column BB (TAXES) BOTH values will be convert based on selected Currency in (Column L). 2. If you choose "Partial Conversion" then Column BA (AMOUNT) only will be converted based on selected currency (Column L) and Column BB (TAXES) value (INR) will be added to the converted values.
Note on K532: gepadmin: 1. If you choose "Full Conversion" then Column BA (AMOUNT) and Column BB (TAXES) BOTH values will be convert based on selected Currency in (Column L). 2. If you choose "Partial Conversion" then Column BA (AMOUNT) only will be converted based on selected currency (Column L) and Column BB (TAXES) value (INR) will be added to the converted values.
Note on K534: gepadmin: 1. If you choose "Full Conversion" then Column BA (AMOUNT) and Column BB (TAXES) BOTH values will be convert based on selected Currency in (Column L). 2. If you choose "Partial Conversion" then Column BA (AMOUNT) only will be converted based on selected currency (Column L) and Column BB (TAXES) value (INR) will be added to the converted values.
Note on K535: gepadmin: 1. If you choose "Full Conversion" then Column BA (AMOUNT) and Column BB (TAXES) BOTH values will be convert based on selected Currency in (Column L). 2. If you choose "Partial Conversion" then Column BA (AMOUNT) only will be converted based on selected currency (Column L) and Column BB (TAXES) value (INR) will be added to the converted values.
Note on K538: gepadmin: 1. If you choose "Full Conversion" then Column BA (AMOUNT) and Column BB (TAXES) BOTH values will be convert based on selected Currency in (Column L). 2. If you choose "Partial Conversion" then Column BA (AMOUNT) only will be converted based on selected currency (Column L) and Column BB (TAXES) value (INR) will be added to the converted values.
Note on K539: gepadmin: 1. If you choose "Full Conversion" then Column BA (AMOUNT) and Column BB (TAXES) BOTH values will be convert based on selected Currency in (Column L). 2. If you choose "Partial Conversion" then Column BA (AMOUNT) only will be converted based on selected currency (Column L) and Column BB (TAXES) value (INR) will be added to the converted values.
Note on K541: gepadmin: 1. If you choose "Full Conversion" then Column BA (AMOUNT) and Column BB (TAXES) BOTH values will be convert based on selected Currency in (Column L). 2. If you choose "Partial Conversion" then Column BA (AMOUNT) only will be converted based on selected currency (Column L) and Column BB (TAXES) value (INR) will be added to the converted values.
Note on K542: gepadmin: 1. If you choose "Full Conversion" then Column BA (AMOUNT) and Column BB (TAXES) BOTH values will be convert based on selected Currency in (Column L). 2. If you choose "Partial Conversion" then Column BA (AMOUNT) only will be converted based on selected currency (Column L) and Column BB (TAXES) value (INR) will be added to the converted values.
Note on K545: gepadmin: 1. If you choose "Full Conversion" then Column BA (AMOUNT) and Column BB (TAXES) BOTH values will be convert based on selected Currency in (Column L). 2. If you choose "Partial Conversion" then Column BA (AMOUNT) only will be converted based on selected currency (Column L) and Column BB (TAXES) value (INR) will be added to the converted values.
Note on K547: gepadmin: 1. If you choose "Full Conversion" then Column BA (AMOUNT) and Column BB (TAXES) BOTH values will be convert based on selected Currency in (Column L). 2. If you choose "Partial Conversion" then Column BA (AMOUNT) only will be converted based on selected currency (Column L) and Column BB (TAXES) value (INR) will be added to the converted values.
Note on K550: gepadmin: 1. If you choose "Full Conversion" then Column BA (AMOUNT) and Column BB (TAXES) BOTH values will be convert based on selected Currency in (Column L). 2. If you choose "Partial Conversion" then Column BA (AMOUNT) only will be converted based on selected currency (Column L) and Column BB (TAXES) value (INR) will be added to the converted values.
Note on K552: gepadmin: 1. If you choose "Full Conversion" then Column BA (AMOUNT) and Column BB (TAXES) BOTH values will be convert based on selected Currency in (Column L). 2. If you choose "Partial Conversion" then Column BA (AMOUNT) only will be converted based on selected currency (Column L) and Column BB (TAXES) value (INR) will be added to the converted values.
Note on K555: gepadmin: 1. If you choose "Full Conversion" then Column BA (AMOUNT) and Column BB (TAXES) BOTH values will be convert based on selected Currency in (Column L). 2. If you choose "Partial Conversion" then Column BA (AMOUNT) only will be converted based on selected currency (Column L) and Column BB (TAXES) value (INR) will be added to the converted values.
Note on K556: gepadmin: 1. If you choose "Full Conversion" then Column BA (AMOUNT) and Column BB (TAXES) BOTH values will be convert based on selected Currency in (Column L). 2. If you choose "Partial Conversion" then Column BA (AMOUNT) only will be converted based on selected currency (Column L) and Column BB (TAXES) value (INR) will be added to the converted values.
Note on K558: gepadmin: 1. If you choose "Full Conversion" then Column BA (AMOUNT) and Column BB (TAXES) BOTH values will be convert based on selected Currency in (Column L). 2. If you choose "Partial Conversion" then Column BA (AMOUNT) only will be converted based on selected currency (Column L) and Column BB (TAXES) value (INR) will be added to the converted values.
Note on K559: gepadmin: 1. If you choose "Full Conversion" then Column BA (AMOUNT) and Column BB (TAXES) BOTH values will be convert based on selected Currency in (Column L). 2. If you choose "Partial Conversion" then Column BA (AMOUNT) only will be converted based on selected currency (Column L) and Column BB (TAXES) value (INR) will be added to the converted values.
Note on K562: gepadmin: 1. If you choose "Full Conversion" then Column BA (AMOUNT) and Column BB (TAXES) BOTH values will be convert based on selected Currency in (Column L). 2. If you choose "Partial Conversion" then Column BA (AMOUNT) only will be converted based on selected currency (Column L) and Column BB (TAXES) value (INR) will be added to the converted values.
Note on K563: gepadmin: 1. If you choose "Full Conversion" then Column BA (AMOUNT) and Column BB (TAXES) BOTH values will be convert based on selected Currency in (Column L). 2. If you choose "Partial Conversion" then Column BA (AMOUNT) only will be converted based on selected currency (Column L) and Column BB (TAXES) value (INR) will be added to the converted values.
Note on K565: gepadmin: 1. If you choose "Full Conversion" then Column BA (AMOUNT) and Column BB (TAXES) BOTH values will be convert based on selected Currency in (Column L). 2. If you choose "Partial Conversion" then Column BA (AMOUNT) only will be converted based on selected currency (Column L) and Column BB (TAXES) value (INR) will be added to the converted values.
Note on K566: gepadmin: 1. If you choose "Full Conversion" then Column BA (AMOUNT) and Column BB (TAXES) BOTH values will be convert based on selected Currency in (Column L). 2. If you choose "Partial Conversion" then Column BA (AMOUNT) only will be converted based on selected currency (Column L) and Column BB (TAXES) value (INR) will be added to the converted values.
Note on K569: gepadmin: 1. If you choose "Full Conversion" then Column BA (AMOUNT) and Column BB (TAXES) BOTH values will be convert based on selected Currency in (Column L). 2. If you choose "Partial Conversion" then Column BA (AMOUNT) only will be converted based on selected currency (Column L) and Column BB (TAXES) value (INR) will be added to the converted values.
Note on K570: gepadmin: 1. If you choose "Full Conversion" then Column BA (AMOUNT) and Column BB (TAXES) BOTH values will be convert based on selected Currency in (Column L). 2. If you choose "Partial Conversion" then Column BA (AMOUNT) only will be converted based on selected currency (Column L) and Column BB (TAXES) value (INR) will be added to the converted values.
Note on K573: gepadmin: 1. If you choose "Full Conversion" then Column BA (AMOUNT) and Column BB (TAXES) BOTH values will be convert based on selected Currency in (Column L). 2. If you choose "Partial Conversion" then Column BA (AMOUNT) only will be converted based on selected currency (Column L) and Column BB (TAXES) value (INR) will be added to the converted values.
Note on K574: gepadmin: 1. If you choose "Full Conversion" then Column BA (AMOUNT) and Column BB (TAXES) BOTH values will be convert based on selected Currency in (Column L). 2. If you choose "Partial Conversion" then Column BA (AMOUNT) only will be converted based on selected currency (Column L) and Column BB (TAXES) value (INR) will be added to the converted values.
Note on K576: gepadmin: 1. If you choose "Full Conversion" then Column BA (AMOUNT) and Column BB (TAXES) BOTH values will be convert based on selected Currency in (Column L). 2. If you choose "Partial Conversion" then Column BA (AMOUNT) only will be converted based on selected currency (Column L) and Column BB (TAXES) value (INR) will be added to the converted values.
Note on K577: gepadmin: 1. If you choose "Full Conversion" then Column BA (AMOUNT) and Column BB (TAXES) BOTH values will be convert based on selected Currency in (Column L). 2. If you choose "Partial Conversion" then Column BA (AMOUNT) only will be converted based on selected currency (Column L) and Column BB (TAXES) value (INR) will be added to the converted values.
Note on K580: gepadmin: 1. If you choose "Full Conversion" then Column BA (AMOUNT) and Column BB (TAXES) BOTH values will be convert based on selected Currency in (Column L). 2. If you choose "Partial Conversion" then Column BA (AMOUNT) only will be converted based on selected currency (Column L) and Column BB (TAXES) value (INR) will be added to the converted values.
Note on K581: gepadmin: 1. If you choose "Full Conversion" then Column BA (AMOUNT) and Column BB (TAXES) BOTH values will be convert based on selected Currency in (Column L). 2. If you choose "Partial Conversion" then Column BA (AMOUNT) only will be converted based on selected currency (Column L) and Column BB (TAXES) value (INR) will be added to the converted values.
Note on K583: gepadmin: 1. If you choose "Full Conversion" then Column BA (AMOUNT) and Column BB (TAXES) BOTH values will be convert based on selected Currency in (Column L). 2. If you choose "Partial Conversion" then Column BA (AMOUNT) only will be converted based on selected currency (Column L) and Column BB (TAXES) value (INR) will be added to the converted values.
Note on K584: gepadmin: 1. If you choose "Full Conversion" then Column BA (AMOUNT) and Column BB (TAXES) BOTH values will be convert based on selected Currency in (Column L). 2. If you choose "Partial Conversion" then Column BA (AMOUNT) only will be converted based on selected currency (Column L) and Column BB (TAXES) value (INR) will be added to the converted values.
Note on K586: gepadmin: 1. If you choose "Full Conversion" then Column BA (AMOUNT) and Column BB (TAXES) BOTH values will be convert based on selected Currency in (Column L). 2. If you choose "Partial Conversion" then Column BA (AMOUNT) only will be converted based on selected currency (Column L) and Column BB (TAXES) value (INR) will be added to the converted values.
Note on K587: gepadmin: 1. If you choose "Full Conversion" then Column BA (AMOUNT) and Column BB (TAXES) BOTH values will be convert based on selected Currency in (Column L). 2. If you choose "Partial Conversion" then Column BA (AMOUNT) only will be converted based on selected currency (Column L) and Column BB (TAXES) value (INR) will be added to the converted values.
Note on K589: gepadmin: 1. If you choose "Full Conversion" then Column BA (AMOUNT) and Column BB (TAXES) BOTH values will be convert based on selected Currency in (Column L). 2. If you choose "Partial Conversion" then Column BA (AMOUNT) only will be converted based on selected currency (Column L) and Column BB (TAXES) value (INR) will be added to the converted values.
Note on K590: gepadmin: 1. If you choose "Full Conversion" then Column BA (AMOUNT) and Column BB (TAXES) BOTH values will be convert based on selected Currency in (Column L). 2. If you choose "Partial Conversion" then Column BA (AMOUNT) only will be converted based on selected currency (Column L) and Column BB (TAXES) value (INR) will be added to the converted values.
Note on K593: gepadmin: 1. If you choose "Full Conversion" then Column BA (AMOUNT) and Column BB (TAXES) BOTH values will be convert based on selected Currency in (Column L). 2. If you choose "Partial Conversion" then Column BA (AMOUNT) only will be converted based on selected currency (Column L) and Column BB (TAXES) value (INR) will be added to the converted values.
Note on K594: gepadmin: 1. If you choose "Full Conversion" then Column BA (AMOUNT) and Column BB (TAXES) BOTH values will be convert based on selected Currency in (Column L). 2. If you choose "Partial Conversion" then Column BA (AMOUNT) only will be converted based on selected currency (Column L) and Column BB (TAXES) value (INR) will be added to the converted values.
Note on K596: gepadmin: 1. If you choose "Full Conversion" then Column BA (AMOUNT) and Column BB (TAXES) BOTH values will be convert based on selected Currency in (Column L). 2. If you choose "Partial Conversion" then Column BA (AMOUNT) only will be converted based on selected currency (Column L) and Column BB (TAXES) value (INR) will be added to the converted values.
Note on K597: gepadmin: 1. If you choose "Full Conversion" then Column BA (AMOUNT) and Column BB (TAXES) BOTH values will be convert based on selected Currency in (Column L). 2. If you choose "Partial Conversion" then Column BA (AMOUNT) only will be converted based on selected currency (Column L) and Column BB (TAXES) value (INR) will be added to the converted values.
Note on K599: gepadmin: 1. If you choose "Full Conversion" then Column BA (AMOUNT) and Column BB (TAXES) BOTH values will be convert based on selected Currency in (Column L). 2. If you choose "Partial Conversion" then Column BA (AMOUNT) only will be converted based on selected currency (Column L) and Column BB (TAXES) value (INR) will be added to the converted values.
Note on K600: gepadmin: 1. If you choose "Full Conversion" then Column BA (AMOUNT) and Column BB (TAXES) BOTH values will be convert based on selected Currency in (Column L). 2. If you choose "Partial Conversion" then Column BA (AMOUNT) only will be converted based on selected currency (Column L) and Column BB (TAXES) value (INR) will be added to the converted values.
Note on K602: gepadmin: 1. If you choose "Full Conversion" then Column BA (AMOUNT) and Column BB (TAXES) BOTH values will be convert based on selected Currency in (Column L). 2. If you choose "Partial Conversion" then Column BA (AMOUNT) only will be converted based on selected currency (Column L) and Column BB (TAXES) value (INR) will be added to the converted values.
Note on K605: gepadmin: 1. If you choose "Full Conversion" then Column BA (AMOUNT) and Column BB (TAXES) BOTH values will be convert based on selected Currency in (Column L). 2. If you choose "Partial Conversion" then Column BA (AMOUNT) only will be converted based on selected currency (Column L) and Column BB (TAXES) value (INR) will be added to the converted values.
Note on K606: gepadmin: 1. If you choose "Full Conversion" then Column BA (AMOUNT) and Column BB (TAXES) BOTH values will be convert based on selected Currency in (Column L). 2. If you choose "Partial Conversion" then Column BA (AMOUNT) only will be converted based on selected currency (Column L) and Column BB (TAXES) value (INR) will be added to the converted values.
Note on K607: gepadmin: 1. If you choose "Full Conversion" then Column BA (AMOUNT) and Column BB (TAXES) BOTH values will be convert based on selected Currency in (Column L). 2. If you choose "Partial Conversion" then Column BA (AMOUNT) only will be converted based on selected currency (Column L) and Column BB (TAXES) value (INR) will be added to the converted values.
Note on K609: gepadmin: 1. If you choose "Full Conversion" then Column BA (AMOUNT) and Column BB (TAXES) BOTH values will be convert based on selected Currency in (Column L). 2. If you choose "Partial Conversion" then Column BA (AMOUNT) only will be converted based on selected currency (Column L) and Column BB (TAXES) value (INR) will be added to the converted values.
Note on K610: gepadmin: 1. If you choose "Full Conversion" then Column BA (AMOUNT) and Column BB (TAXES) BOTH values will be convert based on selected Currency in (Column L). 2. If you choose "Partial Conversion" then Column BA (AMOUNT) only will be converted based on selected currency (Column L) and Column BB (TAXES) value (INR) will be added to the converted values.
Note on K611: gepadmin: 1. If you choose "Full Conversion" then Column BA (AMOUNT) and Column BB (TAXES) BOTH values will be convert based on selected Currency in (Column L). 2. If you choose "Partial Conversion" then Column BA (AMOUNT) only will be converted based on selected currency (Column L) and Column BB (TAXES) value (INR) will be added to the converted values.
Note on K612: gepadmin: 1. If you choose "Full Conversion" then Column BA (AMOUNT) and Column BB (TAXES) BOTH values will be convert based on selected Currency in (Column L). 2. If you choose "Partial Conversion" then Column BA (AMOUNT) only will be converted based on selected currency (Column L) and Column BB (TAXES) value (INR) will be added to the converted values.
Note on K613: gepadmin: 1. If you choose "Full Conversion" then Column BA (AMOUNT) and Column BB (TAXES) BOTH values will be convert based on selected Currency in (Column L). 2. If you choose "Partial Conversion" then Column BA (AMOUNT) only will be converted based on selected currency (Column L) and Column BB (TAXES) value (INR) will be added to the converted values.
Note on K614: gepadmin: 1. If you choose "Full Conversion" then Column BA (AMOUNT) and Column BB (TAXES) BOTH values will be convert based on selected Currency in (Column L). 2. If you choose "Partial Conversion" then Column BA (AMOUNT) only will be converted based on selected currency (Column L) and Column BB (TAXES) value (INR) will be added to the converted values.
Note on K616: gepadmin: 1. If you choose "Full Conversion" then Column BA (AMOUNT) and Column BB (TAXES) BOTH values will be convert based on selected Currency in (Column L). 2. If you choose "Partial Conversion" then Column BA (AMOUNT) only will be converted based on selected currency (Column L) and Column BB (TAXES) value (INR) will be added to the converted values.
Note on K617: gepadmin: 1. If you choose "Full Conversion" then Column BA (AMOUNT) and Column BB (TAXES) BOTH values will be convert based on selected Currency in (Column L). 2. If you choose "Partial Conversion" then Column BA (AMOUNT) only will be converted based on selected currency (Column L) and Column BB (TAXES) value (INR) will be added to the converted values.
Note on K619: gepadmin: 1. If you choose "Full Conversion" then Column BA (AMOUNT) and Column BB (TAXES) BOTH values will be convert based on selected Currency in (Column L). 2. If you choose "Partial Conversion" then Column BA (AMOUNT) only will be converted based on selected currency (Column L) and Column BB (TAXES) value (INR) will be added to the converted values.
Note on K620: gepadmin: 1. If you choose "Full Conversion" then Column BA (AMOUNT) and Column BB (TAXES) BOTH values will be convert based on selected Currency in (Column L). 2. If you choose "Partial Conversion" then Column BA (AMOUNT) only will be converted based on selected currency (Column L) and Column BB (TAXES) value (INR) will be added to the converted values.
Note on K621: gepadmin: 1. If you choose "Full Conversion" then Column BA (AMOUNT) and Column BB (TAXES) BOTH values will be convert based on selected Currency in (Column L). 2. If you choose "Partial Conversion" then Column BA (AMOUNT) only will be converted based on selected currency (Column L) and Column BB (TAXES) value (INR) will be added to the converted values.
Note on K622: gepadmin: 1. If you choose "Full Conversion" then Column BA (AMOUNT) and Column BB (TAXES) BOTH values will be convert based on selected Currency in (Column L). 2. If you choose "Partial Conversion" then Column BA (AMOUNT) only will be converted based on selected currency (Column L) and Column BB (TAXES) value (INR) will be added to the converted values.
Note on K623: gepadmin: 1. If you choose "Full Conversion" then Column BA (AMOUNT) and Column BB (TAXES) BOTH values will be convert based on selected Currency in (Column L). 2. If you choose "Partial Conversion" then Column BA (AMOUNT) only will be converted based on selected currency (Column L) and Column BB (TAXES) value (INR) will be added to the converted values.
Note on K625: gepadmin: 1. If you choose "Full Conversion" then Column BA (AMOUNT) and Column BB (TAXES) BOTH values will be convert based on selected Currency in (Column L). 2. If you choose "Partial Conversion" then Column BA (AMOUNT) only will be converted based on selected currency (Column L) and Column BB (TAXES) value (INR) will be added to the converted values.
Note on K627: gepadmin: 1. If you choose "Full Conversion" then Column BA (AMOUNT) and Column BB (TAXES) BOTH values will be convert based on selected Currency in (Column L). 2. If you choose "Partial Conversion" then Column BA (AMOUNT) only will be converted based on selected currency (Column L) and Column BB (TAXES) value (INR) will be added to the converted values.
Note on K629: gepadmin: 1. If you choose "Full Conversion" then Column BA (AMOUNT) and Column BB (TAXES) BOTH values will be convert based on selected Currency in (Column L). 2. If you choose "Partial Conversion" then Column BA (AMOUNT) only will be converted based on selected currency (Column L) and Column BB (TAXES) value (INR) will be added to the converted values.
Note on K631: gepadmin: 1. If you choose "Full Conversion" then Column BA (AMOUNT) and Column BB (TAXES) BOTH values will be convert based on selected Currency in (Column L). 2. If you choose "Partial Conversion" then Column BA (AMOUNT) only will be converted based on selected currency (Column L) and Column BB (TAXES) value (INR) will be added to the converted values.
Note on K632: gepadmin: 1. If you choose "Full Conversion" then Column BA (AMOUNT) and Column BB (TAXES) BOTH values will be convert based on selected Currency in (Column L). 2. If you choose "Partial Conversion" then Column BA (AMOUNT) only will be converted based on selected currency (Column L) and Column BB (TAXES) value (INR) will be added to the converted values.
Note on K633: gepadmin: 1. If you choose "Full Conversion" then Column BA (AMOUNT) and Column BB (TAXES) BOTH values will be convert based on selected Currency in (Column L). 2. If you choose "Partial Conversion" then Column BA (AMOUNT) only will be converted based on selected currency (Column L) and Column BB (TAXES) value (INR) will be added to the converted values.
Note on K635: gepadmin: 1. If you choose "Full Conversion" then Column BA (AMOUNT) and Column BB (TAXES) BOTH values will be convert based on selected Currency in (Column L). 2. If you choose "Partial Conversion" then Column BA (AMOUNT) only will be converted based on selected currency (Column L) and Column BB (TAXES) value (INR) will be added to the converted values.
Note on K636: gepadmin: 1. If you choose "Full Conversion" then Column BA (AMOUNT) and Column BB (TAXES) BOTH values will be convert based on selected Currency in (Column L). 2. If you choose "Partial Conversion" then Column BA (AMOUNT) only will be converted based on selected currency (Column L) and Column BB (TAXES) value (INR) will be added to the converted values.
Note on K638: gepadmin: 1. If you choose "Full Conversion" then Column BA (AMOUNT) and Column BB (TAXES) BOTH values will be convert based on selected Currency in (Column L). 2. If you choose "Partial Conversion" then Column BA (AMOUNT) only will be converted based on selected currency (Column L) and Column BB (TAXES) value (INR) will be added to the converted values.
Note on K639: gepadmin: 1. If you choose "Full Conversion" then Column BA (AMOUNT) and Column BB (TAXES) BOTH values will be convert based on selected Currency in (Column L). 2. If you choose "Partial Conversion" then Column BA (AMOUNT) only will be converted based on selected currency (Column L) and Column BB (TAXES) value (INR) will be added to the converted values.
Note on K642: gepadmin: 1. If you choose "Full Conversion" then Column BA (AMOUNT) and Column BB (TAXES) BOTH values will be convert based on selected Currency in (Column L). 2. If you choose "Partial Conversion" then Column BA (AMOUNT) only will be converted based on selected currency (Column L) and Column BB (TAXES) value (INR) will be added to the converted values.
Note on K644: gepadmin: 1. If you choose "Full Conversion" then Column BA (AMOUNT) and Column BB (TAXES) BOTH values will be convert based on selected Currency in (Column L). 2. If you choose "Partial Conversion" then Column BA (AMOUNT) only will be converted based on selected currency (Column L) and Column BB (TAXES) value (INR) will be added to the converted values.
Note on K646: gepadmin: 1. If you choose "Full Conversion" then Column BA (AMOUNT) and Column BB (TAXES) BOTH values will be convert based on selected Currency in (Column L). 2. If you choose "Partial Conversion" then Column BA (AMOUNT) only will be converted based on selected currency (Column L) and Column BB (TAXES) value (INR) will be added to the converted values.
Note on K648: gepadmin: 1. If you choose "Full Conversion" then Column BA (AMOUNT) and Column BB (TAXES) BOTH values will be convert based on selected Currency in (Column L). 2. If you choose "Partial Conversion" then Column BA (AMOUNT) only will be converted based on selected currency (Column L) and Column BB (TAXES) value (INR) will be added to the converted values.
Note on K649: gepadmin: 1. If you choose "Full Conversion" then Column BA (AMOUNT) and Column BB (TAXES) BOTH values will be convert based on selected Currency in (Column L). 2. If you choose "Partial Conversion" then Column BA (AMOUNT) only will be converted based on selected currency (Column L) and Column BB (TAXES) value (INR) will be added to the converted values.
Note on K650: gepadmin: 1. If you choose "Full Conversion" then Column BA (AMOUNT) and Column BB (TAXES) BOTH values will be convert based on selected Currency in (Column L). 2. If you choose "Partial Conversion" then Column BA (AMOUNT) only will be converted based on selected currency (Column L) and Column BB (TAXES) value (INR) will be added to the converted values.
Note on K651: gepadmin: 1. If you choose "Full Conversion" then Column BA (AMOUNT) and Column BB (TAXES) BOTH values will be convert based on selected Currency in (Column L). 2. If you choose "Partial Conversion" then Column BA (AMOUNT) only will be converted based on selected currency (Column L) and Column BB (TAXES) value (INR) will be added to the converted values.
Note on K652: gepadmin: 1. If you choose "Full Conversion" then Column BA (AMOUNT) and Column BB (TAXES) BOTH values will be convert based on selected Currency in (Column L). 2. If you choose "Partial Conversion" then Column BA (AMOUNT) only will be converted based on selected currency (Column L) and Column BB (TAXES) value (INR) will be added to the converted values.
Note on K654: gepadmin: 1. If you choose "Full Conversion" then Column BA (AMOUNT) and Column BB (TAXES) BOTH values will be convert based on selected Currency in (Column L). 2. If you choose "Partial Conversion" then Column BA (AMOUNT) only will be converted based on selected currency (Column L) and Column BB (TAXES) value (INR) will be added to the converted values.
Note on K655: gepadmin: 1. If you choose "Full Conversion" then Column BA (AMOUNT) and Column BB (TAXES) BOTH values will be convert based on selected Currency in (Column L). 2. If you choose "Partial Conversion" then Column BA (AMOUNT) only will be converted based on selected currency (Column L) and Column BB (TAXES) value (INR) will be added to the converted values.
Note on K656: gepadmin: 1. If you choose "Full Conversion" then Column BA (AMOUNT) and Column BB (TAXES) BOTH values will be convert based on selected Currency in (Column L). 2. If you choose "Partial Conversion" then Column BA (AMOUNT) only will be converted based on selected currency (Column L) and Column BB (TAXES) value (INR) will be added to the converted values.
Note on K657: gepadmin: 1. If you choose "Full Conversion" then Column BA (AMOUNT) and Column BB (TAXES) BOTH values will be convert based on selected Currency in (Column L). 2. If you choose "Partial Conversion" then Column BA (AMOUNT) only will be converted based on selected currency (Column L) and Column BB (TAXES) value (INR) will be added to the converted values.
Note on K659: gepadmin: 1. If you choose "Full Conversion" then Column BA (AMOUNT) and Column BB (TAXES) BOTH values will be convert based on selected Currency in (Column L). 2. If you choose "Partial Conversion" then Column BA (AMOUNT) only will be converted based on selected currency (Column L) and Column BB (TAXES) value (INR) will be added to the converted values.
Note on K660: gepadmin: 1. If you choose "Full Conversion" then Column BA (AMOUNT) and Column BB (TAXES) BOTH values will be convert based on selected Currency in (Column L). 2. If you choose "Partial Conversion" then Column BA (AMOUNT) only will be converted based on selected currency (Column L) and Column BB (TAXES) value (INR) will be added to the converted values.
Note on K661: gepadmin: 1. If you choose "Full Conversion" then Column BA (AMOUNT) and Column BB (TAXES) BOTH values will be convert based on selected Currency in (Column L). 2. If you choose "Partial Conversion" then Column BA (AMOUNT) only will be converted based on selected currency (Column L) and Column BB (TAXES) value (INR) will be added to the converted values.
Note on K662: gepadmin: 1. If you choose "Full Conversion" then Column BA (AMOUNT) and Column BB (TAXES) BOTH values will be convert based on selected Currency in (Column L). 2. If you choose "Partial Conversion" then Column BA (AMOUNT) only will be converted based on selected currency (Column L) and Column BB (TAXES) value (INR) will be added to the converted values.
Note on K663: gepadmin: 1. If you choose "Full Conversion" then Column BA (AMOUNT) and Column BB (TAXES) BOTH values will be convert based on selected Currency in (Column L). 2. If you choose "Partial Conversion" then Column BA (AMOUNT) only will be converted based on selected currency (Column L) and Column BB (TAXES) value (INR) will be added to the converted values.
Note on K665: gepadmin: 1. If you choose "Full Conversion" then Column BA (AMOUNT) and Column BB (TAXES) BOTH values will be convert based on selected Currency in (Column L). 2. If you choose "Partial Conversion" then Column BA (AMOUNT) only will be converted based on selected currency (Column L) and Column BB (TAXES) value (INR) will be added to the converted values.
Note on K666: gepadmin: 1. If you choose "Full Conversion" then Column BA (AMOUNT) and Column BB (TAXES) BOTH values will be convert based on selected Currency in (Column L). 2. If you choose "Partial Conversion" then Column BA (AMOUNT) only will be converted based on selected currency (Column L) and Column BB (TAXES) value (INR) will be added to the converted values.
Note on K667: gepadmin: 1. If you choose "Full Conversion" then Column BA (AMOUNT) and Column BB (TAXES) BOTH values will be convert based on selected Currency in (Column L). 2. If you choose "Partial Conversion" then Column BA (AMOUNT) only will be converted based on selected currency (Column L) and Column BB (TAXES) value (INR) will be added to the converted values.
Note on K668: gepadmin: 1. If you choose "Full Conversion" then Column BA (AMOUNT) and Column BB (TAXES) BOTH values will be convert based on selected Currency in (Column L). 2. If you choose "Partial Conversion" then Column BA (AMOUNT) only will be converted based on selected currency (Column L) and Column BB (TAXES) value (INR) will be added to the converted values.
Note on K669: gepadmin: 1. If you choose "Full Conversion" then Column BA (AMOUNT) and Column BB (TAXES) BOTH values will be convert based on selected Currency in (Column L). 2. If you choose "Partial Conversion" then Column BA (AMOUNT) only will be converted based on selected currency (Column L) and Column BB (TAXES) value (INR) will be added to the converted values.
Note on K671: gepadmin: 1. If you choose "Full Conversion" then Column BA (AMOUNT) and Column BB (TAXES) BOTH values will be convert based on selected Currency in (Column L). 2. If you choose "Partial Conversion" then Column BA (AMOUNT) only will be converted based on selected currency (Column L) and Column BB (TAXES) value (INR) will be added to the converted values.
Note on K672: gepadmin: 1. If you choose "Full Conversion" then Column BA (AMOUNT) and Column BB (TAXES) BOTH values will be convert based on selected Currency in (Column L). 2. If you choose "Partial Conversion" then Column BA (AMOUNT) only will be converted based on selected currency (Column L) and Column BB (TAXES) value (INR) will be added to the converted values.
Note on K673: gepadmin: 1. If you choose "Full Conversion" then Column BA (AMOUNT) and Column BB (TAXES) BOTH values will be convert based on selected Currency in (Column L). 2. If you choose "Partial Conversion" then Column BA (AMOUNT) only will be converted based on selected currency (Column L) and Column BB (TAXES) value (INR) will be added to the converted values.
Note on K674: gepadmin: 1. If you choose "Full Conversion" then Column BA (AMOUNT) and Column BB (TAXES) BOTH values will be convert based on selected Currency in (Column L). 2. If you choose "Partial Conversion" then Column BA (AMOUNT) only will be converted based on selected currency (Column L) and Column BB (TAXES) value (INR) will be added to the converted values.
Note on K675: gepadmin: 1. If you choose "Full Conversion" then Column BA (AMOUNT) and Column BB (TAXES) BOTH values will be convert based on selected Currency in (Column L). 2. If you choose "Partial Conversion" then Column BA (AMOUNT) only will be converted based on selected currency (Column L) and Column BB (TAXES) value (INR) will be added to the converted values.
Note on K677: gepadmin: 1. If you choose "Full Conversion" then Column BA (AMOUNT) and Column BB (TAXES) BOTH values will be convert based on selected Currency in (Column L). 2. If you choose "Partial Conversion" then Column BA (AMOUNT) only will be converted based on selected currency (Column L) and Column BB (TAXES) value (INR) will be added to the converted values.
Note on K679: gepadmin: 1. If you choose "Full Conversion" then Column BA (AMOUNT) and Column BB (TAXES) BOTH values will be convert based on selected Currency in (Column L). 2. If you choose "Partial Conversion" then Column BA (AMOUNT) only will be converted based on selected currency (Column L) and Column BB (TAXES) value (INR) will be added to the converted values.
Note on K681: gepadmin: 1. If you choose "Full Conversion" then Column BA (AMOUNT) and Column BB (TAXES) BOTH values will be convert based on selected Currency in (Column L). 2. If you choose "Partial Conversion" then Column BA (AMOUNT) only will be converted based on selected currency (Column L) and Column BB (TAXES) value (INR) will be added to the converted values.
Note on K683: gepadmin: 1. If you choose "Full Conversion" then Column BA (AMOUNT) and Column BB (TAXES) BOTH values will be convert based on selected Currency in (Column L). 2. If you choose "Partial Conversion" then Column BA (AMOUNT) only will be converted based on selected currency (Column L) and Column BB (TAXES) value (INR) will be added to the converted values.
Note on K685: gepadmin: 1. If you choose "Full Conversion" then Column BA (AMOUNT) and Column BB (TAXES) BOTH values will be convert based on selected Currency in (Column L). 2. If you choose "Partial Conversion" then Column BA (AMOUNT) only will be converted based on selected currency (Column L) and Column BB (TAXES) value (INR) will be added to the converted values.
Note on K686: gepadmin: 1. If you choose "Full Conversion" then Column BA (AMOUNT) and Column BB (TAXES) BOTH values will be convert based on selected Currency in (Column L). 2. If you choose "Partial Conversion" then Column BA (AMOUNT) only will be converted based on selected currency (Column L) and Column BB (TAXES) value (INR) will be added to the converted values.
Note on K688: gepadmin: 1. If you choose "Full Conversion" then Column BA (AMOUNT) and Column BB (TAXES) BOTH values will be convert based on selected Currency in (Column L). 2. If you choose "Partial Conversion" then Column BA (AMOUNT) only will be converted based on selected currency (Column L) and Column BB (TAXES) value (INR) will be added to the converted values.
Note on K690: gepadmin: 1. If you choose "Full Conversion" then Column BA (AMOUNT) and Column BB (TAXES) BOTH values will be convert based on selected Currency in (Column L). 2. If you choose "Partial Conversion" then Column BA (AMOUNT) only will be converted based on selected currency (Column L) and Column BB (TAXES) value (INR) will be added to the converted values.
Note on K691: gepadmin: 1. If you choose "Full Conversion" then Column BA (AMOUNT) and Column BB (TAXES) BOTH values will be convert based on selected Currency in (Column L). 2. If you choose "Partial Conversion" then Column BA (AMOUNT) only will be converted based on selected currency (Column L) and Column BB (TAXES) value (INR) will be added to the converted values.
Note on K692: gepadmin: 1. If you choose "Full Conversion" then Column BA (AMOUNT) and Column BB (TAXES) BOTH values will be convert based on selected Currency in (Column L). 2. If you choose "Partial Conversion" then Column BA (AMOUNT) only will be converted based on selected currency (Column L) and Column BB (TAXES) value (INR) will be added to the converted values.
Note on K693: gepadmin: 1. If you choose "Full Conversion" then Column BA (AMOUNT) and Column BB (TAXES) BOTH values will be convert based on selected Currency in (Column L). 2. If you choose "Partial Conversion" then Column BA (AMOUNT) only will be converted based on selected currency (Column L) and Column BB (TAXES) value (INR) will be added to the converted values.
Note on K696: gepadmin: 1. If you choose "Full Conversion" then Column BA (AMOUNT) and Column BB (TAXES) BOTH values will be convert based on selected Currency in (Column L). 2. If you choose "Partial Conversion" then Column BA (AMOUNT) only will be converted based on selected currency (Column L) and Column BB (TAXES) value (INR) will be added to the converted values.
Note on K697: gepadmin: 1. If you choose "Full Conversion" then Column BA (AMOUNT) and Column BB (TAXES) BOTH values will be convert based on selected Currency in (Column L). 2. If you choose "Partial Conversion" then Column BA (AMOUNT) only will be converted based on selected currency (Column L) and Column BB (TAXES) value (INR) will be added to the converted values.
Note on K699: gepadmin: 1. If you choose "Full Conversion" then Column BA (AMOUNT) and Column BB (TAXES) BOTH values will be convert based on selected Currency in (Column L). 2. If you choose "Partial Conversion" then Column BA (AMOUNT) only will be converted based on selected currency (Column L) and Column BB (TAXES) value (INR) will be added to the converted values.
Note on K700: gepadmin: 1. If you choose "Full Conversion" then Column BA (AMOUNT) and Column BB (TAXES) BOTH values will be convert based on selected Currency in (Column L). 2. If you choose "Partial Conversion" then Column BA (AMOUNT) only will be converted based on selected currency (Column L) and Column BB (TAXES) value (INR) will be added to the converted values.
Note on K703: gepadmin: 1. If you choose "Full Conversion" then Column BA (AMOUNT) and Column BB (TAXES) BOTH values will be convert based on selected Currency in (Column L). 2. If you choose "Partial Conversion" then Column BA (AMOUNT) only will be converted based on selected currency (Column L) and Column BB (TAXES) value (INR) will be added to the converted values.
Note on K705: gepadmin: 1. If you choose "Full Conversion" then Column BA (AMOUNT) and Column BB (TAXES) BOTH values will be convert based on selected Currency in (Column L). 2. If you choose "Partial Conversion" then Column BA (AMOUNT) only will be converted based on selected currency (Column L) and Column BB (TAXES) value (INR) will be added to the converted values.
Note on K706: gepadmin: 1. If you choose "Full Conversion" then Column BA (AMOUNT) and Column BB (TAXES) BOTH values will be convert based on selected Currency in (Column L). 2. If you choose "Partial Conversion" then Column BA (AMOUNT) only will be converted based on selected currency (Column L) and Column BB (TAXES) value (INR) will be added to the converted values.
Note on K709: gepadmin: 1. If you choose "Full Conversion" then Column BA (AMOUNT) and Column BB (TAXES) BOTH values will be convert based on selected Currency in (Column L). 2. If you choose "Partial Conversion" then Column BA (AMOUNT) only will be converted based on selected currency (Column L) and Column BB (TAXES) value (INR) will be added to the converted values.
Note on K712: gepadmin: 1. If you choose "Full Conversion" then Column BA (AMOUNT) and Column BB (TAXES) BOTH values will be convert based on selected Currency in (Column L). 2. If you choose "Partial Conversion" then Column BA (AMOUNT) only will be converted based on selected currency (Column L) and Column BB (TAXES) value (INR) will be added to the converted values.
Note on K713: gepadmin: 1. If you choose "Full Conversion" then Column BA (AMOUNT) and Column BB (TAXES) BOTH values will be convert based on selected Currency in (Column L). 2. If you choose "Partial Conversion" then Column BA (AMOUNT) only will be converted based on selected currency (Column L) and Column BB (TAXES) value (INR) will be added to the converted values.
Note on K715: gepadmin: 1. If you choose "Full Conversion" then Column BA (AMOUNT) and Column BB (TAXES) BOTH values will be convert based on selected Currency in (Column L). 2. If you choose "Partial Conversion" then Column BA (AMOUNT) only will be converted based on selected currency (Column L) and Column BB (TAXES) value (INR) will be added to the converted values.
Note on K716: gepadmin: 1. If you choose "Full Conversion" then Column BA (AMOUNT) and Column BB (TAXES) BOTH values will be convert based on selected Currency in (Column L). 2. If you choose "Partial Conversion" then Column BA (AMOUNT) only will be converted based on selected currency (Column L) and Column BB (TAXES) value (INR) will be added to the converted values.
Note on K718: gepadmin: 1. If you choose "Full Conversion" then Column BA (AMOUNT) and Column BB (TAXES) BOTH values will be convert based on selected Currency in (Column L). 2. If you choose "Partial Conversion" then Column BA (AMOUNT) only will be converted based on selected currency (Column L) and Column BB (TAXES) value (INR) will be added to the converted values.
Note on K720: gepadmin: 1. If you choose "Full Conversion" then Column BA (AMOUNT) and Column BB (TAXES) BOTH values will be convert based on selected Currency in (Column L). 2. If you choose "Partial Conversion" then Column BA (AMOUNT) only will be converted based on selected currency (Column L) and Column BB (TAXES) value (INR) will be added to the converted values.
Note on K724: gepadmin: 1. If you choose "Full Conversion" then Column BA (AMOUNT) and Column BB (TAXES) BOTH values will be convert based on selected Currency in (Column L). 2. If you choose "Partial Conversion" then Column BA (AMOUNT) only will be converted based on selected currency (Column L) and Column BB (TAXES) value (INR) will be added to the converted values.
Note on K726: gepadmin: 1. If you choose "Full Conversion" then Column BA (AMOUNT) and Column BB (TAXES) BOTH values will be convert based on selected Currency in (Column L). 2. If you choose "Partial Conversion" then Column BA (AMOUNT) only will be converted based on selected currency (Column L) and Column BB (TAXES) value (INR) will be added to the converted values.
Note on K727: gepadmin: 1. If you choose "Full Conversion" then Column BA (AMOUNT) and Column BB (TAXES) BOTH values will be convert based on selected Currency in (Column L). 2. If you choose "Partial Conversion" then Column BA (AMOUNT) only will be converted based on selected currency (Column L) and Column BB (TAXES) value (INR) will be added to the converted values.
Note on K729: gepadmin: 1. If you choose "Full Conversion" then Column BA (AMOUNT) and Column BB (TAXES) BOTH values will be convert based on selected Currency in (Column L). 2. If you choose "Partial Conversion" then Column BA (AMOUNT) only will be converted based on selected currency (Column L) and Column BB (TAXES) value (INR) will be added to the converted values.
Note on K730: gepadmin: 1. If you choose "Full Conversion" then Column BA (AMOUNT) and Column BB (TAXES) BOTH values will be convert based on selected Currency in (Column L). 2. If you choose "Partial Conversion" then Column BA (AMOUNT) only will be converted based on selected currency (Column L) and Column BB (TAXES) value (INR) will be added to the converted values.
Note on K732: gepadmin: 1. If you choose "Full Conversion" then Column BA (AMOUNT) and Column BB (TAXES) BOTH values will be convert based on selected Currency in (Column L). 2. If you choose "Partial Conversion" then Column BA (AMOUNT) only will be converted based on selected currency (Column L) and Column BB (TAXES) value (INR) will be added to the converted values.
Note on K733: gepadmin: 1. If you choose "Full Conversion" then Column BA (AMOUNT) and Column BB (TAXES) BOTH values will be convert based on selected Currency in (Column L). 2. If you choose "Partial Conversion" then Column BA (AMOUNT) only will be converted based on selected currency (Column L) and Column BB (TAXES) value (INR) will be added to the converted values.
Note on K735: gepadmin: 1. If you choose "Full Conversion" then Column BA (AMOUNT) and Column BB (TAXES) BOTH values will be convert based on selected Currency in (Column L). 2. If you choose "Partial Conversion" then Column BA (AMOUNT) only will be converted based on selected currency (Column L) and Column BB (TAXES) value (INR) will be added to the converted values.
Note on K737: gepadmin: 1. If you choose "Full Conversion" then Column BA (AMOUNT) and Column BB (TAXES) BOTH values will be convert based on selected Currency in (Column L). 2. If you choose "Partial Conversion" then Column BA (AMOUNT) only will be converted based on selected currency (Column L) and Column BB (TAXES) value (INR) will be added to the converted values.
Note on K738: gepadmin: 1. If you choose "Full Conversion" then Column BA (AMOUNT) and Column BB (TAXES) BOTH values will be convert based on selected Currency in (Column L). 2. If you choose "Partial Conversion" then Column BA (AMOUNT) only will be converted based on selected currency (Column L) and Column BB (TAXES) value (INR) will be added to the converted values.
Note on K740: gepadmin: 1. If you choose "Full Conversion" then Column BA (AMOUNT) and Column BB (TAXES) BOTH values will be convert based on selected Currency in (Column L). 2. If you choose "Partial Conversion" then Column BA (AMOUNT) only will be converted based on selected currency (Column L) and Column BB (TAXES) value (INR) will be added to the converted values.
Note on K741: gepadmin: 1. If you choose "Full Conversion" then Column BA (AMOUNT) and Column BB (TAXES) BOTH values will be convert based on selected Currency in (Column L). 2. If you choose "Partial Conversion" then Column BA (AMOUNT) only will be converted based on selected currency (Column L) and Column BB (TAXES) value (INR) will be added to the converted values.
Note on K743: gepadmin: 1. If you choose "Full Conversion" then Column BA (AMOUNT) and Column BB (TAXES) BOTH values will be convert based on selected Currency in (Column L). 2. If you choose "Partial Conversion" then Column BA (AMOUNT) only will be converted based on selected currency (Column L) and Column BB (TAXES) value (INR) will be added to the converted values.
Note on K745: gepadmin: 1. If you choose "Full Conversion" then Column BA (AMOUNT) and Column BB (TAXES) BOTH values will be convert based on selected Currency in (Column L). 2. If you choose "Partial Conversion" then Column BA (AMOUNT) only will be converted based on selected currency (Column L) and Column BB (TAXES) value (INR) will be added to the converted values.
Note on K747: gepadmin: 1. If you choose "Full Conversion" then Column BA (AMOUNT) and Column BB (TAXES) BOTH values will be convert based on selected Currency in (Column L). 2. If you choose "Partial Conversion" then Column BA (AMOUNT) only will be converted based on selected currency (Column L) and Column BB (TAXES) value (INR) will be added to the converted values.
Note on K748: gepadmin: 1. If you choose "Full Conversion" then Column BA (AMOUNT) and Column BB (TAXES) BOTH values will be convert based on selected Currency in (Column L). 2. If you choose "Partial Conversion" then Column BA (AMOUNT) only will be converted based on selected currency (Column L) and Column BB (TAXES) value (INR) will be added to the converted values.
Note on K750: gepadmin: 1. If you choose "Full Conversion" then Column BA (AMOUNT) and Column BB (TAXES) BOTH values will be convert based on selected Currency in (Column L). 2. If you choose "Partial Conversion" then Column BA (AMOUNT) only will be converted based on selected currency (Column L) and Column BB (TAXES) value (INR) will be added to the converted values.
Note on K752: gepadmin: 1. If you choose "Full Conversion" then Column BA (AMOUNT) and Column BB (TAXES) BOTH values will be convert based on selected Currency in (Column L). 2. If you choose "Partial Conversion" then Column BA (AMOUNT) only will be converted based on selected currency (Column L) and Column BB (TAXES) value (INR) will be added to the converted values.
Note on K753: gepadmin: 1. If you choose "Full Conversion" then Column BA (AMOUNT) and Column BB (TAXES) BOTH values will be convert based on selected Currency in (Column L). 2. If you choose "Partial Conversion" then Column BA (AMOUNT) only will be converted based on selected currency (Column L) and Column BB (TAXES) value (INR) will be added to the converted values.
Note on K754: gepadmin: 1. If you choose "Full Conversion" then Column BA (AMOUNT) and Column BB (TAXES) BOTH values will be convert based on selected Currency in (Column L). 2. If you choose "Partial Conversion" then Column BA (AMOUNT) only will be converted based on selected currency (Column L) and Column BB (TAXES) value (INR) will be added to the converted values.
Note on K757: gepadmin: 1. If you choose "Full Conversion" then Column BA (AMOUNT) and Column BB (TAXES) BOTH values will be convert based on selected Currency in (Column L). 2. If you choose "Partial Conversion" then Column BA (AMOUNT) only will be converted based on selected currency (Column L) and Column BB (TAXES) value (INR) will be added to the converted values.
Note on K759: gepadmin: 1. If you choose "Full Conversion" then Column BA (AMOUNT) and Column BB (TAXES) BOTH values will be convert based on selected Currency in (Column L). 2. If you choose "Partial Conversion" then Column BA (AMOUNT) only will be converted based on selected currency (Column L) and Column BB (TAXES) value (INR) will be added to the converted values.
Note on K760: gepadmin: 1. If you choose "Full Conversion" then Column BA (AMOUNT) and Column BB (TAXES) BOTH values will be convert based on selected Currency in (Column L). 2. If you choose "Partial Conversion" then Column BA (AMOUNT) only will be converted based on selected currency (Column L) and Column BB (TAXES) value (INR) will be added to the converted values.
Note on K761: gepadmin: 1. If you choose "Full Conversion" then Column BA (AMOUNT) and Column BB (TAXES) BOTH values will be convert based on selected Currency in (Column L). 2. If you choose "Partial Conversion" then Column BA (AMOUNT) only will be converted based on selected currency (Column L) and Column BB (TAXES) value (INR) will be added to the converted values.
Note on K762: gepadmin: 1. If you choose "Full Conversion" then Column BA (AMOUNT) and Column BB (TAXES) BOTH values will be convert based on selected Currency in (Column L). 2. If you choose "Partial Conversion" then Column BA (AMOUNT) only will be converted based on selected currency (Column L) and Column BB (TAXES) value (INR) will be added to the converted values.
Note on K763: gepadmin: 1. If you choose "Full Conversion" then Column BA (AMOUNT) and Column BB (TAXES) BOTH values will be convert based on selected Currency in (Column L). 2. If you choose "Partial Conversion" then Column BA (AMOUNT) only will be converted based on selected currency (Column L) and Column BB (TAXES) value (INR) will be added to the converted values.
Note on K764: gepadmin: 1. If you choose "Full Conversion" then Column BA (AMOUNT) and Column BB (TAXES) BOTH values will be convert based on selected Currency in (Column L). 2. If you choose "Partial Conversion" then Column BA (AMOUNT) only will be converted based on selected currency (Column L) and Column BB (TAXES) value (INR) will be added to the converted values.
Note on K765: gepadmin: 1. If you choose "Full Conversion" then Column BA (AMOUNT) and Column BB (TAXES) BOTH values will be convert based on selected Currency in (Column L). 2. If you choose "Partial Conversion" then Column BA (AMOUNT) only will be converted based on selected currency (Column L) and Column BB (TAXES) value (INR) will be added to the converted values.
Note on K766: gepadmin: 1. If you choose "Full Conversion" then Column BA (AMOUNT) and Column BB (TAXES) BOTH values will be convert based on selected Currency in (Column L). 2. If you choose "Partial Conversion" then Column BA (AMOUNT) only will be converted based on selected currency (Column L) and Column BB (TAXES) value (INR) will be added to the converted values.
Note on K767: gepadmin: 1. If you choose "Full Conversion" then Column BA (AMOUNT) and Column BB (TAXES) BOTH values will be convert based on selected Currency in (Column L). 2. If you choose "Partial Conversion" then Column BA (AMOUNT) only will be converted based on selected currency (Column L) and Column BB (TAXES) value (INR) will be added to the converted values.
Note on K768: gepadmin: 1. If you choose "Full Conversion" then Column BA (AMOUNT) and Column BB (TAXES) BOTH values will be convert based on selected Currency in (Column L). 2. If you choose "Partial Conversion" then Column BA (AMOUNT) only will be converted based on selected currency (Column L) and Column BB (TAXES) value (INR) will be added to the converted values.
Note on K769: gepadmin: 1. If you choose "Full Conversion" then Column BA (AMOUNT) and Column BB (TAXES) BOTH values will be convert based on selected Currency in (Column L). 2. If you choose "Partial Conversion" then Column BA (AMOUNT) only will be converted based on selected currency (Column L) and Column BB (TAXES) value (INR) will be added to the converted values.
Note on K770: gepadmin: 1. If you choose "Full Conversion" then Column BA (AMOUNT) and Column BB (TAXES) BOTH values will be convert based on selected Currency in (Column L). 2. If you choose "Partial Conversion" then Column BA (AMOUNT) only will be converted based on selected currency (Column L) and Column BB (TAXES) value (INR) will be added to the converted values.
Note on K771: gepadmin: 1. If you choose "Full Conversion" then Column BA (AMOUNT) and Column BB (TAXES) BOTH values will be convert based on selected Currency in (Column L). 2. If you choose "Partial Conversion" then Column BA (AMOUNT) only will be converted based on selected currency (Column L) and Column BB (TAXES) value (INR) will be added to the converted values.
Note on K772: gepadmin: 1. If you choose "Full Conversion" then Column BA (AMOUNT) and Column BB (TAXES) BOTH values will be convert based on selected Currency in (Column L). 2. If you choose "Partial Conversion" then Column BA (AMOUNT) only will be converted based on selected currency (Column L) and Column BB (TAXES) value (INR) will be added to the converted values.
Note on K773: gepadmin: 1. If you choose "Full Conversion" then Column BA (AMOUNT) and Column BB (TAXES) BOTH values will be convert based on selected Currency in (Column L). 2. If you choose "Partial Conversion" then Column BA (AMOUNT) only will be converted based on selected currency (Column L) and Column BB (TAXES) value (INR) will be added to the converted values.
Note on K774: gepadmin: 1. If you choose "Full Conversion" then Column BA (AMOUNT) and Column BB (TAXES) BOTH values will be convert based on selected Currency in (Column L). 2. If you choose "Partial Conversion" then Column BA (AMOUNT) only will be converted based on selected currency (Column L) and Column BB (TAXES) value (INR) will be added to the converted values.
Note on K775: gepadmin: 1. If you choose "Full Conversion" then Column BA (AMOUNT) and Column BB (TAXES) BOTH values will be convert based on selected Currency in (Column L). 2. If you choose "Partial Conversion" then Column BA (AMOUNT) only will be converted based on selected currency (Column L) and Column BB (TAXES) value (INR) will be added to the converted values.
Note on K776: gepadmin: 1. If you choose "Full Conversion" then Column BA (AMOUNT) and Column BB (TAXES) BOTH values will be convert based on selected Currency in (Column L). 2. If you choose "Partial Conversion" then Column BA (AMOUNT) only will be converted based on selected currency (Column L) and Column BB (TAXES) value (INR) will be added to the converted values.
Note on K777: gepadmin: 1. If you choose "Full Conversion" then Column BA (AMOUNT) and Column BB (TAXES) BOTH values will be convert based on selected Currency in (Column L). 2. If you choose "Partial Conversion" then Column BA (AMOUNT) only will be converted based on selected currency (Column L) and Column BB (TAXES) value (INR) will be added to the converted values.
Note on K778: gepadmin: 1. If you choose "Full Conversion" then Column BA (AMOUNT) and Column BB (TAXES) BOTH values will be convert based on selected Currency in (Column L). 2. If you choose "Partial Conversion" then Column BA (AMOUNT) only will be converted based on selected currency (Column L) and Column BB (TAXES) value (INR) will be added to the converted values.
Note on K779: gepadmin: 1. If you choose "Full Conversion" then Column BA (AMOUNT) and Column BB (TAXES) BOTH values will be convert based on selected Currency in (Column L). 2. If you choose "Partial Conversion" then Column BA (AMOUNT) only will be converted based on selected currency (Column L) and Column BB (TAXES) value (INR) will be added to the converted values.
Note on K780: gepadmin: 1. If you choose "Full Conversion" then Column BA (AMOUNT) and Column BB (TAXES) BOTH values will be convert based on selected Currency in (Column L). 2. If you choose "Partial Conversion" then Column BA (AMOUNT) only will be converted based on selected currency (Column L) and Column BB (TAXES) value (INR) will be added to the converted values.
Note on K781: gepadmin: 1. If you choose "Full Conversion" then Column BA (AMOUNT) and Column BB (TAXES) BOTH values will be convert based on selected Currency in (Column L). 2. If you choose "Partial Conversion" then Column BA (AMOUNT) only will be converted based on selected currency (Column L) and Column BB (TAXES) value (INR) will be added to the converted values.
Note on K782: gepadmin: 1. If you choose "Full Conversion" then Column BA (AMOUNT) and Column BB (TAXES) BOTH values will be convert based on selected Currency in (Column L). 2. If you choose "Partial Conversion" then Column BA (AMOUNT) only will be converted based on selected currency (Column L) and Column BB (TAXES) value (INR) will be added to the converted values.
Note on K783: gepadmin: 1. If you choose "Full Conversion" then Column BA (AMOUNT) and Column BB (TAXES) BOTH values will be convert based on selected Currency in (Column L). 2. If you choose "Partial Conversion" then Column BA (AMOUNT) only will be converted based on selected currency (Column L) and Column BB (TAXES) value (INR) will be added to the converted values.
Note on K784: gepadmin: 1. If you choose "Full Conversion" then Column BA (AMOUNT) and Column BB (TAXES) BOTH values will be convert based on selected Currency in (Column L). 2. If you choose "Partial Conversion" then Column BA (AMOUNT) only will be converted based on selected currency (Column L) and Column BB (TAXES) value (INR) will be added to the converted values.
Note on K785: gepadmin: 1. If you choose "Full Conversion" then Column BA (AMOUNT) and Column BB (TAXES) BOTH values will be convert based on selected Currency in (Column L). 2. If you choose "Partial Conversion" then Column BA (AMOUNT) only will be converted based on selected currency (Column L) and Column BB (TAXES) value (INR) will be added to the converted values.
Note on K786: gepadmin: 1. If you choose "Full Conversion" then Column BA (AMOUNT) and Column BB (TAXES) BOTH values will be convert based on selected Currency in (Column L). 2. If you choose "Partial Conversion" then Column BA (AMOUNT) only will be converted based on selected currency (Column L) and Column BB (TAXES) value (INR) will be added to the converted values.
Note on K787: gepadmin: 1. If you choose "Full Conversion" then Column BA (AMOUNT) and Column BB (TAXES) BOTH values will be convert based on selected Currency in (Column L). 2. If you choose "Partial Conversion" then Column BA (AMOUNT) only will be converted based on selected currency (Column L) and Column BB (TAXES) value (INR) will be added to the converted values.
Note on K788: gepadmin: 1. If you choose "Full Conversion" then Column BA (AMOUNT) and Column BB (TAXES) BOTH values will be convert based on selected Currency in (Column L). 2. If you choose "Partial Conversion" then Column BA (AMOUNT) only will be converted based on selected currency (Column L) and Column BB (TAXES) value (INR) will be added to the converted values.
Note on K789: gepadmin: 1. If you choose "Full Conversion" then Column BA (AMOUNT) and Column BB (TAXES) BOTH values will be convert based on selected Currency in (Column L). 2. If you choose "Partial Conversion" then Column BA (AMOUNT) only will be converted based on selected currency (Column L) and Column BB (TAXES) value (INR) will be added to the converted values.
Note on K790: gepadmin: 1. If you choose "Full Conversion" then Column BA (AMOUNT) and Column BB (TAXES) BOTH values will be convert based on selected Currency in (Column L). 2. If you choose "Partial Conversion" then Column BA (AMOUNT) only will be converted based on selected currency (Column L) and Column BB (TAXES) value (INR) will be added to the converted values.
Note on K791: gepadmin: 1. If you choose "Full Conversion" then Column BA (AMOUNT) and Column BB (TAXES) BOTH values will be convert based on selected Currency in (Column L). 2. If you choose "Partial Conversion" then Column BA (AMOUNT) only will be converted based on selected currency (Column L) and Column BB (TAXES) value (INR) will be added to the converted values.
Note on K792: gepadmin: 1. If you choose "Full Conversion" then Column BA (AMOUNT) and Column BB (TAXES) BOTH values will be convert based on selected Currency in (Column L). 2. If you choose "Partial Conversion" then Column BA (AMOUNT) only will be converted based on selected currency (Column L) and Column BB (TAXES) value (INR) will be added to the converted values.
Note on K793: gepadmin: 1. If you choose "Full Conversion" then Column BA (AMOUNT) and Column BB (TAXES) BOTH values will be convert based on selected Currency in (Column L). 2. If you choose "Partial Conversion" then Column BA (AMOUNT) only will be converted based on selected currency (Column L) and Column BB (TAXES) value (INR) will be added to the converted values.
Note on K794: gepadmin: 1. If you choose "Full Conversion" then Column BA (AMOUNT) and Column BB (TAXES) BOTH values will be convert based on selected Currency in (Column L). 2. If you choose "Partial Conversion" then Column BA (AMOUNT) only will be converted based on selected currency (Column L) and Column BB (TAXES) value (INR) will be added to the converted values.
Note on K795: gepadmin: 1. If you choose "Full Conversion" then Column BA (AMOUNT) and Column BB (TAXES) BOTH values will be convert based on selected Currency in (Column L). 2. If you choose "Partial Conversion" then Column BA (AMOUNT) only will be converted based on selected currency (Column L) and Column BB (TAXES) value (INR) will be added to the converted values.
Note on K796: gepadmin: 1. If you choose "Full Conversion" then Column BA (AMOUNT) and Column BB (TAXES) BOTH values will be convert based on selected Currency in (Column L). 2. If you choose "Partial Conversion" then Column BA (AMOUNT) only will be converted based on selected currency (Column L) and Column BB (TAXES) value (INR) will be added to the converted values.
Note on K797: gepadmin: 1. If you choose "Full Conversion" then Column BA (AMOUNT) and Column BB (TAXES) BOTH values will be convert based on selected Currency in (Column L). 2. If you choose "Partial Conversion" then Column BA (AMOUNT) only will be converted based on selected currency (Column L) and Column BB (TAXES) value (INR) will be added to the converted values.
Note on K798: gepadmin: 1. If you choose "Full Conversion" then Column BA (AMOUNT) and Column BB (TAXES) BOTH values will be convert based on selected Currency in (Column L). 2. If you choose "Partial Conversion" then Column BA (AMOUNT) only will be converted based on selected currency (Column L) and Column BB (TAXES) value (INR) will be added to the converted values.
Note on K799: gepadmin: 1. If you choose "Full Conversion" then Column BA (AMOUNT) and Column BB (TAXES) BOTH values will be convert based on selected Currency in (Column L). 2. If you choose "Partial Conversion" then Column BA (AMOUNT) only will be converted based on selected currency (Column L) and Column BB (TAXES) value (INR) will be added to the converted values.
Note on K800: gepadmin: 1. If you choose "Full Conversion" then Column BA (AMOUNT) and Column BB (TAXES) BOTH values will be convert based on selected Currency in (Column L). 2. If you choose "Partial Conversion" then Column BA (AMOUNT) only will be converted based on selected currency (Column L) and Column BB (TAXES) value (INR) will be added to the converted values.
Validate
Print
Help

## Macros
Please Enable Macros to View BoQ information