## BoQ1 (hidden)
Item Rate BoQ
BoQ_Ver3.0 | Item Rate | Normal | INR Only | INR
Select, Excess (+), Less (-) |  | Less (-)
Tender Inviting Authority: Executive Engineer, IWD IIT Kanpur
Name of Work: Zonal Contract for air conditioning works related to AC plant, AHU, FCU units and any other associated works in Zone-IX
Contract No: 25/AC/2021/221 dated 30.11.2021
Name of the Bidder/ Bidding Firm / Company :
PRICE SCHEDULE (This BOQ template must not be modified/replaced by the bidder and the same should be uploaded after filling the relevent columns, else the bidder is liable to be rejected for this tender. Bidders are allowed to enter the Bidder Name and Values only )
NUMBER # | TEXT # | TEXT # | NUMBER # | TEXT # | NUMBER | NUMBER | TEXT | TEXT # | NUMBER # | TEXT# | TEXT # | NUMBER # | NUMBER | NUMBER | NUMBER | NUMBER | TEXT | TEXT | NUMBER | NUMBER | NUMBER | NUMBER | TEXT | TEXT | NUMBER | NUMBER | NUMBER | NUMBER | TEXT | TEXT | NUMBER | NUMBER | NUMBER | NUMBER | TEXT | TEXT | NUMBER | NUMBER | NUMBER | NUMBER | TEXT | TEXT | NUMBER | NUMBER | NUMBER # | NUMBER # | TEXT | TEXT | NUMBER # | NUMBER # | DATE | NUMBER # | NUMBER # | TEXT #
Sl. No. | Item Description | Item Code / Make | Quantity | Units | Estimated Rate in Rs. P |  |  | Addition / Deduction | Addition / Deduction Values | Currency Convertion against each Item | Quoted Currency in INR / Other Currency | BASIC RATE In Figures To be entered by the Bidder in Rs. P | Excise Duty | VAT | Freight Charges ( Unloading & Stacking) | Any Other Taxes/Duties/Levies |  |  | Other Taxes 2 | IIIrd Party i.e DGS&D / RITES etc Inspection Charges @0.34%+Service Tax | Less for Cenvat Credit,if any respect of Supplies Under full Excise Duty Category | [30 empty] | TOTAL AMOUNT Without Taxes in Rs. P | TOTAL AMOUNT With Taxes | TOTAL AMOUNT In Words
1 | 2 | 3 | 4 | 5 | 6 | 7 | 8 | 9 | 10 | 11 | 12 | 13 | 14 | 15 | 16 | 17 | 18 | 19 | 20 | 21 | 22 | 23 | 24 | 25 | 26 | 27 | 28 | 29 | 30 | 31 | 32 | 33 | 34 | 35 | 36 | 37 | 38 | 39 | 40 | 41 | 42 | 43 | 44 | 45 | 46 | 47 | 48 | 49 | 50 | 51 | 52 | 53 | 54 | 55
1 | Supply, laying /fixing, testing and commissioning of MS Heavy 'C' class pipe ( IS :1239 up 150mm & IS :3589 above 150mm ) of following sizes for chilled/ condenser water piping on surface / underground ( including fabrication of bends / elbows, tees, reducers, sockets, unions etc) with wooden / PUF block, masonry support / MS angle-clamp two coats primer/ enamel paint, vibration isolators and fittings as per standard specification complete as required. | Item1 | [52 empty] | 1 | Construction of chamber for 100mm sluices valve | item1 | 10 | 1 Nos
1.01 | 25 mm | Item2 | 8 | Mtr | 100 |  |  | Excess(+) | 1 | Full Conversion | INR | [40 empty] | #VALUE! | #VALUE! | #VALUE! | 1.01 | Supplying, Conveying and fixing spls. Including eart | item1 | 123.223 | Nos
1.02 | 32 mm | item3 | 8 | Mtr | 100 |  |  | Excess(+) | 1 | Full Conversion | INR | [40 empty] | #VALUE! | #VALUE! | #VALUE! | 1.02 | Construction of chamber for 100mm sluice plates | item2 | 213 | Nos
1.03 | 40 mm | item4 | 4 | Mtr | 10 |  |  | Excess(+) | 1 | Full Conversion | INR | [40 empty] | #VALUE! | #VALUE! | #VALUE! | 2 | Construction of chamber for 100mm sluices valve | item3 | 10 | Nos
1.04 | 50 mm | Item5 | 4 | Mtr | 10 |  |  | Excess(+) | 1 | Full Conversion | INR | [40 empty] | #VALUE! | #VALUE! | #VALUE! | 3 | Supplying, Conveying and fixing spls. Including ea | item4 | 10 | Nos
1.05 | 65 mm | Item6 | 4 | Mtr | 10 |  |  | Excess(+) | 1 | Full Conversion | INR | [40 empty] | #VALUE! | #VALUE! | #VALUE! | 1.01 | Supplying, Conveying and fixing spls. Including eart | item1 | 123.223 | Nos
1.06 | 80 mm | Item7 | 4 | Mtr | 10 |  |  | Excess(+) | 1 | Full Conversion | INR | [40 empty] | #VALUE! | #VALUE! | #VALUE! | 1.02 | Construction of chamber for 100mm sluice plates | item2 | 213 | Nos
1.07 | 100 mm | Item8 | 4 | Mtr | 10 |  |  | Excess(+) | 1 | Full Conversion | INR | [40 empty] | #VALUE! | #VALUE! | #VALUE! | 2 | Construction of chamber for 100mm sluices valve | item3 | 10 | Nos
1.08 | 125 mm | Item9 | 4 | Mtr | 10 |  |  | Excess(+) | 1 | Full Conversion | INR | [40 empty] | #VALUE! | #VALUE! | #VALUE! | 3 | Supplying, Conveying and fixing spls. Including ea | item4 | 10 | Nos
1.09 | 150 mm | Item10 | 4 | Mtr | 10 |  |  | Excess(+) | 1 | Full Conversion | INR | [40 empty] | #VALUE! | #VALUE! | #VALUE! | 1.01 | Supplying, Conveying and fixing spls. Including eart | item1 | 123.223 | Nos
1.1 | 200 mm (6.35mm thickness) | Item11 | 1 | Mtr | 10 |  |  | Excess(+) | 1 | Full Conversion | INR | [40 empty] | #VALUE! | #VALUE! | #VALUE! | 1.02 | Construction of chamber for 100mm sluice plates | item2 | 213 | Nos
2 | Laying /fixing, testing and commissioning of MS Heavy 'C' class pipe ( IS :1239 up 150mm & IS :3589 above 150mm) of following sizes for chilled/ condenser water piping on surface / underground ( including fabrication of bends / elbows, tees, reducers, sockets, unions etc) with wooden / Puff block, masonry support / MS angle-clamp two coats primer/ enamel paint, vibration isolators and fittings as per standard specification complete as required. (Pipe will be provided by the Institute free of cost). | Item12 | [52 empty] | 2 | Construction of chamber for 100mm sluices valve | item3 | 10 | Nos
2.01 | 25 mm | Item13 | 1 | Mtr | 10 |  |  | Excess(+) | 1 | Full Conversion | INR | [40 empty] | #VALUE! | #VALUE! | #VALUE! | 1.01 | Supplying, Conveying and fixing spls. Including eart | item1 | 123.223 | Nos
2.02 | 32 mm | Item14 | 1 | Mtr | 10 |  |  | Excess(+) | 1 | Full Conversion | INR | [40 empty] | #VALUE! | #VALUE! | #VALUE! | 1.02 | Construction of chamber for 100mm sluice plates | item2 | 213 | Nos
2.03 | 40 mm | Item15 | 1 | Mtr | 10 |  |  | Excess(+) | 1 | Full Conversion | INR | [40 empty] | #VALUE! | #VALUE! | #VALUE! | 2 | Construction of chamber for 100mm sluices valve | item3 | 10 | Nos
2.04 | 50 mm | Item16 | 1 | Mtr | 100 |  |  | Excess(+) | 1 | Full Conversion | INR | [40 empty] | #VALUE! | #VALUE! | #VALUE! | 1.02 | Construction of chamber for 100mm sluice plates | item2 | 213 | Nos
2.05 | 65 mm | Item17 | 1 | Mtr | 10 |  |  | Excess(+) | 1 | Full Conversion | INR | [40 empty] | #VALUE! | #VALUE! | #VALUE! | 2 | Construction of chamber for 100mm sluices valve | item3 | 10 | Nos
2.06 | 80 mm | Item18 | 1 | Mtr | 10 |  |  | Excess(+) | 1 | Full Conversion | INR | [40 empty] | #VALUE! | #VALUE! | #VALUE! | 3 | Supplying, Conveying and fixing spls. Including ea | item4 | 10 | Nos
2.07 | 100 mm | Item19 | 1 | Mtr | 10 |  |  | Excess(+) | 1 | Full Conversion | INR | [40 empty] | #VALUE! | #VALUE! | #VALUE! | 1.01 | Supplying, Conveying and fixing spls. Including eart | item1 | 123.223 | Nos
2.08 | 125 mm | Item20 | 1 | Mtr | 10 |  |  | Excess(+) | 1 | Full Conversion | INR | [40 empty] | #VALUE! | #VALUE! | #VALUE! | 1.02 | Construction of chamber for 100mm sluice plates | item2 | 213 | Nos
2.09 | 150 mm | Item21 | 1 | Mtr | 10 |  |  | Excess(+) | 1 | Full Conversion | INR | [40 empty] | #VALUE! | #VALUE! | #VALUE! | 2 | Construction of chamber for 100mm sluices valve | item3 | 10 | Nos
3 | Providing and fixing G.I. pipes complete with G.I. fittings and clamps, i/c MS angle-clamp fittings as per standard specification complete as required including cutting & making good the walls etc. Internal work - Exposed on wall. | Item22 | [52 empty] | 3 | Supplying, Conveying and fixing spls. Including ea | item4 | 10 | Nos
3.01 | 20 mm | Item23 | 1 | Mtr | 10 |  |  | Excess(+) | 1 | Full Conversion | INR | [40 empty] | #VALUE! | #VALUE! | #VALUE! | 1.01 | Supplying, Conveying and fixing spls. Including eart | item1 | 123.223 | Nos
3.02 | 25 mm | Item24 | 1 | Mtr | 10 |  |  | Excess(+) | 1 | Full Conversion | INR | [40 empty] | #VALUE! | #VALUE! | #VALUE! | 1.02 | Construction of chamber for 100mm sluice plates | item2 | 213 | Nos
3.03 | 32 mm | Item25 | 1 | Mtr | 10 |  |  | Excess(+) | 1 | Full Conversion | INR | [40 empty] | #VALUE! | #VALUE! | #VALUE! | 2 | Construction of chamber for 100mm sluices valve | item3 | 10 | Nos
3.04 | 40 mm | Item26 | 1 | Mtr | 10 |  |  | Excess(+) | 1 | Full Conversion | INR | [40 empty] | #VALUE! | #VALUE! | #VALUE! | 1.01 | Supplying, Conveying and fixing spls. Including eart | item1 | 123.223 | Nos
4 | Providing and fixing Chlorinated Polyvinyl Chloride (CPVC) pipes, having thermal stability for hot & cold water supply, including all CPVC plain & brass threaded fittings, including fixing the pipe with clamps at 1.00 m spacing. This includes jointing of pipes & fittings with one step CPVC solvent cement and testing of joints complete as per direction of Engineer in Charge. | Item27 | [52 empty] | 1.02 | Construction of chamber for 100mm sluice plates | item2 | 213 | Nos
4.01 | 25 mm nominal outer dia Pipes | Item28 | 6 | Mtr | 10 |  |  | Excess(+) | 1 | Full Conversion | INR | [40 empty] | #VALUE! | #VALUE! | #VALUE! | 2 | Construction of chamber for 100mm sluices valve | item3 | 10 | Nos
4.02 | 32 mm nominal outer dia Pipes | Item29 | 8 | Mtr | 100 |  |  | Excess(+) | 1 | Full Conversion | INR | [40 empty] | #VALUE! | #VALUE! | #VALUE! | 1.02 | Construction of chamber for 100mm sluice plates | item2 | 213 | Nos
4.03 | 40 mm nominal outer dia Pipes | Item30 | 1 | Mtr | 10 |  |  | Excess(+) | 1 | Full Conversion | INR | [40 empty] | #VALUE! | #VALUE! | #VALUE! | 2 | Construction of chamber for 100mm sluices valve | item3 | 10 | Nos
5 | Providing, fixing, testing & commissioning of 2-way Motorized valve with actuator in FCU of following Capacity including dismantling of old if any etc. complete as reqd. | Item31 | [52 empty] | 3 | Supplying, Conveying and fixing spls. Including ea | item4 | 10 | Nos
5.01 | 20 mm | Item32 | 1 | Nos | 10 |  |  | Excess(+) | 1 | Full Conversion | INR | [40 empty] | #VALUE! | #VALUE! | #VALUE! | 1.01 | Supplying, Conveying and fixing spls. Including eart | item1 | 123.223 | Nos
5.02 | 25 mm | Item33 | 1 | Nos | 10 |  |  | Excess(+) | 1 | Full Conversion | INR | [40 empty] | #VALUE! | #VALUE! | #VALUE! | 1.02 | Construction of chamber for 100mm sluice plates | item2 | 213 | Nos
6 | SITC of Butterfly valves CI body with SS Disc Nitrile Rubber Seal & O- Ring PN 16 pressure rating for chilled water with hand lever operated including nut, bolt, flanges, gasket and insulation of valve as kind of existing pipe etc. complete as reqd. | Item34 | [52 empty] | 2 | Construction of chamber for 100mm sluices valve | item3 | 10 | Nos
6.01 | 40 mm | Item35 | 2 | Nos | 10 |  |  | Excess(+) | 1 | Full Conversion | INR | [40 empty] | #VALUE! | #VALUE! | #VALUE! | 3 | Supplying, Conveying and fixing spls. Including ea | item4 | 10 | Nos
6.02 | 50 mm | Item36 | 2 | Nos | 10 |  |  | Excess(+) | 1 | Full Conversion | INR | [40 empty] | #VALUE! | #VALUE! | #VALUE! | 1.01 | Supplying, Conveying and fixing spls. Including eart | item1 | 123.223 | Nos
6.03 | 65 mm | Item37 | 2 | Nos | 10 |  |  | Excess(+) | 1 | Full Conversion | INR | [40 empty] | #VALUE! | #VALUE! | #VALUE! | 1.02 | Construction of chamber for 100mm sluice plates | item2 | 213 | Nos
6.04 | 80 mm | Item38 | 2 | Nos | 10 |  |  | Excess(+) | 1 | Full Conversion | INR | [40 empty] | #VALUE! | #VALUE! | #VALUE! | 2 | Construction of chamber for 100mm sluices valve | item3 | 10 | Nos
6.05 | 100 mm | Item39 | 1 | Nos | 10 |  |  | Excess(+) | 1 | Full Conversion | INR | [40 empty] | #VALUE! | #VALUE! | #VALUE! | 1.01 | Supplying, Conveying and fixing spls. Including eart | item1 | 123.223 | Nos
6.06 | 125 mm | Item40 | 1 | Nos | 10 |  |  | Excess(+) | 1 | Full Conversion | INR | [40 empty] | #VALUE! | #VALUE! | #VALUE! | 1.02 | Construction of chamber for 100mm sluice plates | item2 | 213 | Nos
6.07 | 150 mm | Item41 | 1 | Nos | 10 |  |  | Excess(+) | 1 | Full Conversion | INR | [40 empty] | #VALUE! | #VALUE! | #VALUE! | 2 | Construction of chamber for 100mm sluices valve | item3 | 10 | Nos
7 | Supplying, fixing, testing and commissioning Balancing Valve with built in measuring facility with C I body flanged construction with EPDM coated disc with long pitch with protected out pipe insulation & PN 16 pressure rating for chilled / hot water circulation as specified. (A-DSR 18) | Item42 | [52 empty] | 1.02 | Construction of chamber for 100mm sluice plates | item2 | 213 | Nos
7.01 | 40 mm | Item43 | 1 | Nos | 10 |  |  | Excess(+) | 1 | Full Conversion | INR | [40 empty] | #VALUE! | #VALUE! | #VALUE! | 2 | Construction of chamber for 100mm sluices valve | item3 | 10 | Nos
7.02 | 50 mm | Item44 | 1 | Nos | 10 |  |  | Excess(+) | 1 | Full Conversion | INR | [40 empty] | #VALUE! | #VALUE! | #VALUE! | 3 | Supplying, Conveying and fixing spls. Including ea | item4 | 10 | Nos
8 | Supplying & fixing insulation on existing MS 'C' class pipe over exposed surface/underground of following sizes with 50 mm thick fire retardant thermocole ( polystyrene) molded pipe section of density 20 kg/cu.m after a thick coat of cold setting adhesive (CPRX compound) wrapping with 500g polythene faced hessian cloth, wire mesh, sand-cement plaster & enamel painting two or more coat to give even shade after applying one coat of ordinary paint etc complete as required. | Item45 | [52 empty] | 1.01 | Supplying, Conveying and fixing spls. Including eart | item1 | 123.223 | Nos
8.01 | 25 mm | Item46 | 8 | Mtr | 10 |  |  | Excess(+) | 1 | Full Conversion | INR | [40 empty] | #VALUE! | #VALUE! | #VALUE! | 1.02 | Construction of chamber for 100mm sluice plates | item2 | 213 | Nos
8.02 | 32 mm | Item47 | 8 | Mtr | 10 |  |  | Excess(+) | 1 | Full Conversion | INR | [40 empty] | #VALUE! | #VALUE! | #VALUE! | 2 | Construction of chamber for 100mm sluices valve | item3 | 10 | Nos
8.03 | 40 mm | Item48 | 13 | Mtr | 10 |  |  | Excess(+) | 1 | Full Conversion | INR | [40 empty] | #VALUE! | #VALUE! | #VALUE! | 3 | Supplying, Conveying and fixing spls. Including ea | item4 | 10 | Nos
8.04 | 50 mm | Item49 | 13 | Mtr | 10 |  |  | Excess(+) | 1 | Full Conversion | INR | [40 empty] | #VALUE! | #VALUE! | #VALUE! | 1.01 | Supplying, Conveying and fixing spls. Including eart | item1 | 123.223 | Nos
8.05 | 65 mm | Item50 | 13 | Mtr | 10 |  |  | Excess(+) | 1 | Full Conversion | INR | [40 empty] | #VALUE! | #VALUE! | #VALUE! | 1.02 | Construction of chamber for 100mm sluice plates | item2 | 213 | Nos
8.06 | 80 mm | Item51 | 13 | Mtr | 10 |  |  | Excess(+) | 1 | Full Conversion | INR | [40 empty] | #VALUE! | #VALUE! | #VALUE! | 2 | Construction of chamber for 100mm sluices valve | item3 | 10 | Nos
8.07 | 100 mm | Item52 | 13 | Mtr | 10 |  |  | Excess(+) | 1 | Full Conversion | INR | [40 empty] | #VALUE! | #VALUE! | #VALUE! | 1.01 | Supplying, Conveying and fixing spls. Including eart | item1 | 123.223 | Nos
8.08 | 125 mm | Item53 | 13 | Mtr | 10 |  |  | Excess(+) | 1 | Full Conversion | INR | [40 empty] | #VALUE! | #VALUE! | #VALUE! | 1.02 | Construction of chamber for 100mm sluice plates | item2 | 213 | Nos
8.09 | 150 mm | Item54 | 13 | Mtr | 10 |  |  | Excess(+) | 1 | Full Conversion | INR | [40 empty] | #VALUE! | #VALUE! | #VALUE! | 2 | Construction of chamber for 100mm sluices valve | item3 | 10 | Nos
8.1 | 200 mm | Item55 | 13 | Mtr | 100 |  |  | Excess(+) | 1 | Full Conversion | INR | [40 empty] | #VALUE! | #VALUE! | #VALUE! | 1.02 | Construction of chamber for 100mm sluice plates | item2 | 213 | Nos
9 | Supplying, laying/ fixing of 30 mm thickness polyurethane foam (PUF) insulation with fire retardant quality on existing pipe of following sizes with , molded pipe section of density of 32±2 kg/m³ with adhesive CPRX/ bitumen, tagged with GI wire, joints wrapping with PVC tape and peripheral wrapping the insulation with tar felt etc.complete as reqd. | Item56 | [52 empty] | 2 | Construction of chamber for 100mm sluices valve | item3 | 10 | Nos
9.01 | 25 mm | Item57 | 2 | Mtr | 10 |  |  | Excess(+) | 1 | Full Conversion | INR | [40 empty] | #VALUE! | #VALUE! | #VALUE! | 3 | Supplying, Conveying and fixing spls. Including ea | item4 | 10 | Nos
9.02 | 32 mm | Item58 | 2 | Mtr | 10 |  |  | Excess(+) | 1 | Full Conversion | INR | [40 empty] | #VALUE! | #VALUE! | #VALUE! | 1.01 | Supplying, Conveying and fixing spls. Including eart | item1 | 123.223 | Nos
9.03 | 40 mm | Item59 | 2 | Mtr | 10 |  |  | Excess(+) | 1 | Full Conversion | INR | [40 empty] | #VALUE! | #VALUE! | #VALUE! | 1.02 | Construction of chamber for 100mm sluice plates | item2 | 213 | Nos
9.04 | 50 mm | Item60 | 2 | Mtr | 10 |  |  | Excess(+) | 1 | Full Conversion | INR | [40 empty] | #VALUE! | #VALUE! | #VALUE! | 2 | Construction of chamber for 100mm sluices valve | item3 | 10 | Nos
9.05 | 65 mm | Item61 | 2 | Mtr | 10 |  |  | Excess(+) | 1 | Full Conversion | INR | [40 empty] | #VALUE! | #VALUE! | #VALUE! | 3 | Supplying, Conveying and fixing spls. Including ea | item4 | 10 | Nos
9.06 | 80 mm | Item62 | 2 | Mtr | 10 |  |  | Excess(+) | 1 | Full Conversion | INR | [40 empty] | #VALUE! | #VALUE! | #VALUE! | 1.01 | Supplying, Conveying and fixing spls. Including eart | item1 | 123.223 | Nos
9.07 | 100 mm | Item63 | 2 | Mtr | 10 |  |  | Excess(+) | 1 | Full Conversion | INR | [40 empty] | #VALUE! | #VALUE! | #VALUE! | 1.02 | Construction of chamber for 100mm sluice plates | item2 | 213 | Nos
10 | Providing & fixing of thermal insulation with aluminum foil faced nitral rubber Class 'O' sheet of following thickness on existing surface of duct with dendrite/adhesive etc.The joints shall be sealed with 50 mm wide and self adhesive PVC/Aluminum tape complete as required. | Item64 | [52 empty] | 2 | Construction of chamber for 100mm sluices valve | item3 | 10 | Nos
10.01 | 6 mm | Item65 | 2 | Sqm | 10 |  |  | Excess(+) | 1 | Full Conversion | INR | [40 empty] | #VALUE! | #VALUE! | #VALUE! | 1.01 | Supplying, Conveying and fixing spls. Including eart | item1 | 123.223 | Nos
10.02 | 9 mm | Item66 | 2 | Sqm | 10 |  |  | Excess(+) | 1 | Full Conversion | INR | [40 empty] | #VALUE! | #VALUE! | #VALUE! | 1.02 | Construction of chamber for 100mm sluice plates | item2 | 213 | Nos
10.03 | 13 mm | Item67 | 2 | Sqm | 10 |  |  | Excess(+) | 1 | Full Conversion | INR | [40 empty] | #VALUE! | #VALUE! | #VALUE! | 2 | Construction of chamber for 100mm sluices valve | item3 | 10 | Nos
10.04 | 16 mm | Item68 | 2 | Sqm | 100 |  |  | Excess(+) | 1 | Full Conversion | INR | [40 empty] | #VALUE! | #VALUE! | #VALUE! | 1.02 | Construction of chamber for 100mm sluice plates | item2 | 213 | Nos
10.05 | 19 mm | Item69 | 2 | Sqm | 10 |  |  | Excess(+) | 1 | Full Conversion | INR | [40 empty] | #VALUE! | #VALUE! | #VALUE! | 2 | Construction of chamber for 100mm sluices valve | item3 | 10 | Nos
10.06 | 25 mm | Item70 | 2 | Sqm | 10 |  |  | Excess(+) | 1 | Full Conversion | INR | [40 empty] | #VALUE! | #VALUE! | #VALUE! | 3 | Supplying, Conveying and fixing spls. Including ea | item4 | 10 | Nos
11 | Providing & fixing of thermal insulation without aluminium foil faced nitral rubber Class 'O' sheet of following thickness on existing surface of duct with dendrite/adhesive etc.The joints shall be sealed with 50 mm wide and self adhesive PVC/Aluminum tape complete as required. | Item71 | [52 empty] | 1.01 | Supplying, Conveying and fixing spls. Including eart | item1 | 123.223 | Nos
11.01 | 6 mm | Item72 | 2 | Sqm | 10 |  |  | Excess(+) | 1 | Full Conversion | INR | [40 empty] | #VALUE! | #VALUE! | #VALUE! | 1.02 | Construction of chamber for 100mm sluice plates | item2 | 213 | Nos
11.02 | 9 mm | Item73 | 2 | Sqm | 10 |  |  | Excess(+) | 1 | Full Conversion | INR | [40 empty] | #VALUE! | #VALUE! | #VALUE! | 2 | Construction of chamber for 100mm sluices valve | item3 | 10 | Nos
11.03 | 13 mm | Item74 | 2 | Sqm | 10 |  |  | Excess(+) | 1 | Full Conversion | INR | [40 empty] | #VALUE! | #VALUE! | #VALUE! | 3 | Supplying, Conveying and fixing spls. Including ea | item4 | 10 | Nos
11.04 | 16 mm | Item75 | 2 | Sqm | 10 |  |  | Excess(+) | 1 | Full Conversion | INR | [40 empty] | #VALUE! | #VALUE! | #VALUE! | 1.01 | Supplying, Conveying and fixing spls. Including eart | item1 | 123.223 | Nos
11.05 | 19 mm | Item76 | 2 | Sqm | 10 |  |  | Excess(+) | 1 | Full Conversion | INR | [40 empty] | #VALUE! | #VALUE! | #VALUE! | 1.02 | Construction of chamber for 100mm sluice plates | item2 | 213 | Nos
11.06 | 25 mm | Item77 | 2 | Sqm | 10 |  |  | Excess(+) | 1 | Full Conversion | INR | [40 empty] | #VALUE! | #VALUE! | #VALUE! | 2 | Construction of chamber for 100mm sluices valve | item3 | 10 | Nos
12 | Supplying & fixing, insulation on existing pipe overhead of following sizes 25 mm thick with Aluminium faced nitrial rubber / XLPE foam pipe section fixing with dent ride and tightening of insulation section PVC tape to be wrapped all around the joints. of insulation etc complete as required. | Item78 | [52 empty] | 1.01 | Supplying, Conveying and fixing spls. Including eart | item1 | 123.223 | Nos
12.01 | 25 mm | Item79 | 2 | Mtr | 10 |  |  | Excess(+) | 1 | Full Conversion | INR | [40 empty] | #VALUE! | #VALUE! | #VALUE! | 1.02 | Construction of chamber for 100mm sluice plates | item2 | 213 | Nos
12.02 | 32 mm | Item80 | 2 | Mtr | 10 |  |  | Excess(+) | 1 | Full Conversion | INR | [40 empty] | #VALUE! | #VALUE! | #VALUE! | 2 | Construction of chamber for 100mm sluices valve | item3 | 10 | Nos
12.03 | 40 mm | Item81 | 2 | Mtr | 100 |  |  | Excess(+) | 1 | Full Conversion | INR | [40 empty] | #VALUE! | #VALUE! | #VALUE! | 1.02 | Construction of chamber for 100mm sluice plates | item2 | 213 | Nos
12.04 | 50 mm | Item82 | 2 | Mtr | 10 |  |  | Excess(+) | 1 | Full Conversion | INR | [40 empty] | #VALUE! | #VALUE! | #VALUE! | 2 | Construction of chamber for 100mm sluices valve | item3 | 10 | Nos
13 | Supplying & fixing, insulation on existing pipe overhead/underground of following sizes 25 mm thick without Aluminium faced nitrile rubber / XLPE foam pipe section fixing with dent ride and tightening of insulation section PVC tape to be wrapped all around the joints. of insulation etc complete as required. | Item83 | [52 empty] | 3 | Supplying, Conveying and fixing spls. Including ea | item4 | 10 | Nos
13.01 | 25 mm | Item84 | 2 | Mtr | 10 |  |  | Excess(+) | 1 | Full Conversion | INR | [40 empty] | #VALUE! | #VALUE! | #VALUE! | 1.01 | Supplying, Conveying and fixing spls. Including eart | item1 | 123.223 | Nos
13.02 | 32 mm | Item85 | 2 | Mtr | 10 |  |  | Excess(+) | 1 | Full Conversion | INR | [40 empty] | #VALUE! | #VALUE! | #VALUE! | 1.02 | Construction of chamber for 100mm sluice plates | item2 | 213 | Nos
13.03 | 40 mm | Item86 | 2 | Mtr | 10 |  |  | Excess(+) | 1 | Full Conversion | INR | [40 empty] | #VALUE! | #VALUE! | #VALUE! | 2 | Construction of chamber for 100mm sluices valve | item3 | 10 | Nos
13.04 | 50 mm | Item87 | 2 | Mtr | 10 |  |  | Excess(+) | 1 | Full Conversion | INR | [40 empty] | #VALUE! | #VALUE! | #VALUE! | 3 | Supplying, Conveying and fixing spls. Including ea | item4 | 10 | Nos
14 | Cutting and dismantling of damaged and defective MS'C' class pipe of size as mentioned below ( exposed over the surface/ underground ) i/c shifting the same to sectional store or desired location i/c cartage. | Item88 | [52 empty] | 1.01 | Supplying, Conveying and fixing spls. Including eart | item1 | 123.223 | Nos
14.01 | 20 mm to 100 mm dia. | Item89 | 13 | Mtr | 10 |  |  | Excess(+) | 1 | Full Conversion | INR | [40 empty] | #VALUE! | #VALUE! | #VALUE! | 1.02 | Construction of chamber for 100mm sluice plates | item2 | 213 | Nos
14.02 | 125 mm to 200 mm dia | Item90 | 4 | Mtr | 10 |  |  | Excess(+) | 1 | Full Conversion | INR | [40 empty] | #VALUE! | #VALUE! | #VALUE! | 2 | Construction of chamber for 100mm sluices valve | item3 | 10 | Nos
15 | Cutting & dismantling of damaged and defective insulation, removing the thermocole , nitrile, PUF insulation or cladding from chilled water MS pipe line of size mentioned below including hessian cloth, wire mesh, sand, cement, plaster, cleaning of pipe and shifting the waste material outside the premises of I.I.T. K. campus or desired location as reqd.. | Item91 | [52 empty] | 1.01 | Supplying, Conveying and fixing spls. Including eart | item1 | 123.223 | Nos
15.01 | 20 mm to 100 mm dia. | Item92 | 21 | Mtr | 10 |  |  | Excess(+) | 1 | Full Conversion | INR | [40 empty] | #VALUE! | #VALUE! | #VALUE! | 1.02 | Construction of chamber for 100mm sluice plates | item2 | 213 | Nos
15.02 | 125 mm to 200 mm dia | Item93 | 4 | Mtr | 10 |  |  | Excess(+) | 1 | Full Conversion | INR | [40 empty] | #VALUE! | #VALUE! | #VALUE! | 2 | Construction of chamber for 100mm sluices valve | item3 | 10 | Nos
16 | Cutting & dismantling of condenser / chilled water pipe line with grinder/welding machine/gas cutter for drain out the water from supply and return pipe line and making good after leakage repairing i/c re-filling of water in pipe line size from 20 mm to 400 mm dia including isolation of defective pipeline, valve operation, testing & commissioning etc as required. | Item94 | [52 empty] | 1.02 | Construction of chamber for 100mm sluice plates | item2 | 213 | Nos
16.01 | 20 mm to 100 mm dia. | Item95 | 2 | Job | 10 |  |  | Excess(+) | 1 | Full Conversion | INR | [40 empty] | #VALUE! | #VALUE! | #VALUE! | 2 | Construction of chamber for 100mm sluices valve | item3 | 10 | Nos
16.02 | 125 mm to 200 mm dia | Item96 | 2 | Job | 10 |  |  | Excess(+) | 1 | Full Conversion | INR | [40 empty] | #VALUE! | #VALUE! | #VALUE! | 3 | Supplying, Conveying and fixing spls. Including ea | item4 | 10 | Nos
17 | Rewinding of burnt three phase electric motor (AHU/Pump/cooling tower Motor) including dismantaling & re-fixing from position, the supply of copper winding wire (Milan make ) old burnt wire shall be retained by the contactor, varnishing using Dr. Beack's varnish, testing, assembling and commissioning as required, the rate includes to & fro cartage from site to workshop. | Item97 | [52 empty] | 1.01 | Supplying, Conveying and fixing spls. Including eart | item1 | 123.223 | Nos
17.01 | Upto 1.9HP | Item98 | 2 | Job | 10 |  |  | Excess(+) | 1 | Full Conversion | INR | [40 empty] | #VALUE! | #VALUE! | #VALUE! | 1.02 | Construction of chamber for 100mm sluice plates | item2 | 213 | Nos
17.02 | 2 to 4.5 HP | Item99 | 2 | Job | 10 |  |  | Excess(+) | 1 | Full Conversion | INR | [40 empty] | #VALUE! | #VALUE! | #VALUE! | 2 | Construction of chamber for 100mm sluices valve | item3 | 10 | Nos
17.03 | 5 to 10 HP motor | Item100 | 2 | Job | 10 |  |  | Excess(+) | 1 | Full Conversion | INR | [40 empty] | #VALUE! | #VALUE! | #VALUE! | 3 | Supplying, Conveying and fixing spls. Including ea | item4 | 10 | Nos
17.04 | 12 to 19 HP | Item101 | 1 | Job | 10 |  |  | Excess(+) | 1 | Full Conversion | INR | [40 empty] | #VALUE! | #VALUE! | #VALUE! | 1.01 | Supplying, Conveying and fixing spls. Including eart | item1 | 123.223 | Nos
17.05 | 20 to 30 HP | Item102 | 1 | Job | 10 |  |  | Excess(+) | 1 | Full Conversion | INR | [40 empty] | #VALUE! | #VALUE! | #VALUE! | 1.02 | Construction of chamber for 100mm sluice plates | item2 | 213 | Nos
18 | Drain out with drain valves the water from supply & return pipe line and making good including isolation of defective pipeline, valve operation, re-filling of water in pipe line ,testing & commissioning complete as required. | Item103 | [52 empty] | 2 | Construction of chamber for 100mm sluices valve | item3 | 10 | Nos
18.01 | 20 mm to 100 mm dia. | Item104 | 2 | Job | 10 |  |  | Excess(+) | 1 | Full Conversion | INR | [40 empty] | #VALUE! | #VALUE! | #VALUE! | 1.01 | Supplying, Conveying and fixing spls. Including eart | item1 | 123.223 | Nos
18.02 | 125 mm to 400 mm dia | Item105 | 2 | Job | 10 |  |  | Excess(+) | 1 | Full Conversion | INR | [40 empty] | #VALUE! | #VALUE! | #VALUE! | 1.02 | Construction of chamber for 100mm sluice plates | item2 | 213 | Nos
19 | Complete Overhauling, descaling ,oiling and greasing of any type valve including dismantling, refitting in position with gasket, nut, bolts and washer etc. complete as required. | Item106 | [52 empty] | 2 | Construction of chamber for 100mm sluices valve | item3 | 10 | Nos
19.01 | Size up to 80 mm | Item107 | 2 | Nos. | 100 |  |  | Excess(+) | 1 | Full Conversion | INR | [40 empty] | #VALUE! | #VALUE! | #VALUE! | 1.02 | Construction of chamber for 100mm sluice plates | item2 | 213 | Nos
19.02 | Size 100 mm to 200mm | Item108 | 2 | Nos. | 10 |  |  | Excess(+) | 1 | Full Conversion | INR | [40 empty] | #VALUE! | #VALUE! | #VALUE! | 2 | Construction of chamber for 100mm sluices valve | item3 | 10 | Nos
19.03 | Size 250 mm to 350 mm | Item109 | 2 | Nos. | 10 |  |  | Excess(+) | 1 | Full Conversion | INR | [40 empty] | #VALUE! | #VALUE! | #VALUE! | 3 | Supplying, Conveying and fixing spls. Including ea | item4 | 10 | Nos
20 | Providing and fixing aluminium cladding made of 26 swg thick aluminum sheet i/c band, reducer, tee, dead end etc complete as required. | Item110 | 21 | Sqm | 10 |  |  | Excess(+) | 1 | Full Conversion | INR | [40 empty] | #VALUE! | #VALUE! | #VALUE! | 1.01 | Supplying, Conveying and fixing spls. Including eart | item1 | 123.223 | Nos
21 | Supplying & fixing of powder coated extruded aluminum Supply Air Grills with aluminum volume control dampers as per specifications. | Item111 | 1 | Sqm | 10 |  |  | Excess(+) | 1 | Full Conversion | INR | [40 empty] | #VALUE! | #VALUE! | #VALUE! | 1.02 | Construction of chamber for 100mm sluice plates | item2 | 213 | Nos
22 | Supplying & fixing of powder coated extruded aluminum Return Air Grills with lowers but without aluminum volume control dampers as reqd | Item112 | 1 | Sqm | 10 |  |  | Excess(+) | 1 | Full Conversion | INR | [40 empty] | #VALUE! | #VALUE! | #VALUE! | 2 | Construction of chamber for 100mm sluices valve | item3 | 10 | Nos
23 | Supplying, fixing testing commissioning of supply air diffusers of powder coated aluminum with aluminum volume control dampers with anti smudge ring & removable core. | Item113 | 1 | Sqm | 10 |  |  | Excess(+) | 1 | Full Conversion | INR | [40 empty] | #VALUE! | #VALUE! | #VALUE! | 3 | Supplying, Conveying and fixing spls. Including ea | item4 | 10 | Nos
24 | Supplying, fixing testing commissioning of Return air diffusers of powder coated aluminum without volume control dampers with anti smudge ring & removable core. | Item114 | 1 | Sqm | 10 |  |  | Excess(+) | 1 | Full Conversion | INR | [40 empty] | #VALUE! | #VALUE! | #VALUE! | 1.01 | Supplying, Conveying and fixing spls. Including eart | item1 | 123.223 | Nos
25 | Supply, installation, testing and commissioning of GI volume control duct damper complete with neoprene rubber gaskets, nuts, bolts, screws linkages, flanges etc, as per specifications. | Item115 | 1 | Sqm | 10 |  |  | Excess(+) | 1 | Full Conversion | INR | [40 empty] | #VALUE! | #VALUE! | #VALUE! | 1.02 | Construction of chamber for 100mm sluice plates | item2 | 213 | Nos
26 | Supplying and drawing following sizes of FRLS PVC insulated copper conductor, single core cable in the existing surface/ recessed steel/ PVC conduit as required | Item116 | [52 empty] | 2 | Construction of chamber for 100mm sluices valve | item3 | 10 | Nos
26.01 | 1 x 1.5 sq. mm | Item117 | 13 | Mtr | 10 |  |  | Excess(+) | 1 | Full Conversion | INR | [40 empty] | #VALUE! | #VALUE! | #VALUE! | 1.01 | Supplying, Conveying and fixing spls. Including eart | item1 | 123.223 | Nos
26.02 | 2 x 1.5 sq. mm | Item118 | 13 | Mtr | 10 |  |  | Excess(+) | 1 | Full Conversion | INR | [40 empty] | #VALUE! | #VALUE! | #VALUE! | 1.02 | Construction of chamber for 100mm sluice plates | item2 | 213 | Nos
26.03 | 3 x 1.5 sq. mm | Item119 | 13 | Mtr | 10 |  |  | Excess(+) | 1 | Full Conversion | INR | [40 empty] | #VALUE! | #VALUE! | #VALUE! | 2 | Construction of chamber for 100mm sluices valve | item3 | 10 | Nos
26.04 | 2 x 4 sq. mm | Item120 | 4 | Mtr | 100 |  |  | Excess(+) | 1 | Full Conversion | INR | [40 empty] | #VALUE! | #VALUE! | #VALUE! | 1.02 | Construction of chamber for 100mm sluice plates | item2 | 213 | Nos
26.05 | 3 x 4 sq. mm | Item121 | 4 | Mtr | 10 |  |  | Excess(+) | 1 | Full Conversion | INR | [40 empty] | #VALUE! | #VALUE! | #VALUE! | 2 | Construction of chamber for 100mm sluices valve | item3 | 10 | Nos
26.06 | 4 x 4 sq. mm | Item122 | 4 | Mtr | 10 |  |  | Excess(+) | 1 | Full Conversion | INR | [40 empty] | #VALUE! | #VALUE! | #VALUE! | 3 | Supplying, Conveying and fixing spls. Including ea | item4 | 10 | Nos
26.07 | 2 x 6 sq. mm | Item123 | 4 | Mtr | 10 |  |  | Excess(+) | 1 | Full Conversion | INR | [40 empty] | #VALUE! | #VALUE! | #VALUE! | 1.01 | Supplying, Conveying and fixing spls. Including eart | item1 | 123.223 | Nos
26.08 | 3 x 6 sq. mm | Item124 | 4 | Mtr | 10 |  |  | Excess(+) | 1 | Full Conversion | INR | [40 empty] | #VALUE! | #VALUE! | #VALUE! | 1.02 | Construction of chamber for 100mm sluice plates | item2 | 213 | Nos
26.09 | 4 x 6 sq. mm | Item125 | 4 | Mtr | 10 |  |  | Excess(+) | 1 | Full Conversion | INR | [40 empty] | #VALUE! | #VALUE! | #VALUE! | 2 | Construction of chamber for 100mm sluices valve | item3 | 10 | Nos
27 | Supplying and fixing of following sizes of steel conduit along with accessories in surface/recess including painting in case of surface conduit, or cutting the wall and making good the same in case of recessed conduit as required | Item126 | [52 empty] | 3 | Supplying, Conveying and fixing spls. Including ea | item4 | 10 | Nos
27.01 | 20 mm | Item127 | 4 | Mtr | 10 |  |  | Excess(+) | 1 | Full Conversion | INR | [40 empty] | #VALUE! | #VALUE! | #VALUE! | 1.01 | Supplying, Conveying and fixing spls. Including eart | item1 | 123.223 | Nos
27.02 | 25 mm | Item128 | 4 | Mtr | 10 |  |  | Excess(+) | 1 | Full Conversion | INR | [40 empty] | #VALUE! | #VALUE! | #VALUE! | 1.02 | Construction of chamber for 100mm sluice plates | item2 | 213 | Nos
27.03 | 32 mm | Item129 | 4 | Mtr | 10 |  |  | Excess(+) | 1 | Full Conversion | INR | [40 empty] | #VALUE! | #VALUE! | #VALUE! | 2 | Construction of chamber for 100mm sluices valve | item3 | 10 | Nos
27.04 | 40 mm | Item130 | 4 | Mtr | 10 |  |  | Excess(+) | 1 | Full Conversion | INR | [40 empty] | #VALUE! | #VALUE! | #VALUE! | 1.01 | Supplying, Conveying and fixing spls. Including eart | item1 | 123.223 | Nos
28 | Supplying and fixing of following sizes of medium class PVC conduit along with accessories in surface/recess including cutting the wall and making good the same in case of recessed conduit as required. | Item131 | [52 empty] | 1.02 | Construction of chamber for 100mm sluice plates | item2 | 213 | Nos
28.01 | 20 mm | Item132 | 4 | Mtr | 10 |  |  | Excess(+) | 1 | Full Conversion | INR | [40 empty] | #VALUE! | #VALUE! | #VALUE! | 2 | Construction of chamber for 100mm sluices valve | item3 | 10 | Nos
28.02 | 25 mm | Item133 | 4 | Mtr | 100 |  |  | Excess(+) | 1 | Full Conversion | INR | [40 empty] | #VALUE! | #VALUE! | #VALUE! | 1.02 | Construction of chamber for 100mm sluice plates | item2 | 213 | Nos
28.03 | 32 mm | Item134 | 4 | Mtr | 10 |  |  | Excess(+) | 1 | Full Conversion | INR | [40 empty] | #VALUE! | #VALUE! | #VALUE! | 2 | Construction of chamber for 100mm sluices valve | item3 | 10 | Nos
28.04 | 40 mm | Item135 | 4 | Mtr | 10 |  |  | Excess(+) | 1 | Full Conversion | INR | [40 empty] | #VALUE! | #VALUE! | #VALUE! | 3 | Supplying, Conveying and fixing spls. Including ea | item4 | 10 | Nos
29 | Supplying and fixing metal box of following sizes (nominal size) on surface or in recess with suitable size of phenolic laminated sheet cover in front including painting etc. as required. | Item136 | [52 empty] | 1.01 | Supplying, Conveying and fixing spls. Including eart | item1 | 123.223 | Nos
29.01 | 100 mm X 100 mm X 60 mm deep | Item137 | 4 | Each | 10 |  |  | Excess(+) | 1 | Full Conversion | INR | [40 empty] | #VALUE! | #VALUE! | #VALUE! | 1.02 | Construction of chamber for 100mm sluice plates | item2 | 213 | Nos
29.02 | 180 mm X 100 mm X 60 mm deep | Item138 | 4 | Each | 10 |  |  | Excess(+) | 1 | Full Conversion | INR | [40 empty] | #VALUE! | #VALUE! | #VALUE! | 2 | Construction of chamber for 100mm sluices valve | item3 | 10 | Nos
29.03 | 200 mm X 150 mm X 60 mm deep | Item139 | 4 | Each | 10 |  |  | Excess(+) | 1 | Full Conversion | INR | [40 empty] | #VALUE! | #VALUE! | #VALUE! | 3 | Supplying, Conveying and fixing spls. Including ea | item4 | 10 | Nos
30 | Supplying and fixing following modular switch/ socket on the existing modular plate & switch box including connections butexcluding modular plate etc. as required. | Item140 | [52 empty] | 1.01 | Supplying, Conveying and fixing spls. Including eart | item1 | 123.223 | Nos
30.01 | 5/6 A switch | Item141 | 1 | Each | 10 |  |  | Excess(+) | 1 | Full Conversion | INR | [40 empty] | #VALUE! | #VALUE! | #VALUE! | 1.02 | Construction of chamber for 100mm sluice plates | item2 | 213 | Nos
30.02 | 2 way 5/6 A switch | Item142 | 1 | Each | 10 |  |  | Excess(+) | 1 | Full Conversion | INR | [40 empty] | #VALUE! | #VALUE! | #VALUE! | 2 | Construction of chamber for 100mm sluices valve | item3 | 10 | Nos
30.03 | 15/16 A switch | Item143 | 1 | Each | 10 |  |  | Excess(+) | 1 | Full Conversion | INR | [40 empty] | #VALUE! | #VALUE! | #VALUE! | 1.01 | Supplying, Conveying and fixing spls. Including eart | item1 | 123.223 | Nos
30.04 | 3 pin 5/6 A socket outlet | Item144 | 1 | Each | 10 |  |  | Excess(+) | 1 | Full Conversion | INR | [40 empty] | #VALUE! | #VALUE! | #VALUE! | 1.02 | Construction of chamber for 100mm sluice plates | item2 | 213 | Nos
30.05 | 6 pin 15/16 A socket outlet | Item145 | 1 | Each | 10 |  |  | Excess(+) | 1 | Full Conversion | INR | [40 empty] | #VALUE! | #VALUE! | #VALUE! | 2 | Construction of chamber for 100mm sluices valve | item3 | 10 | Nos
31 | Supplying and fixing 5 A to 32 A rating, 240/415 V, 10 kA, "C" curve, miniature circuit breaker suitable for inductive load of following poles in the existing MCB DB complete with connections, testing and commissioning etc. as required. | Item146 | [52 empty] | 1.02 | Construction of chamber for 100mm sluice plates | item2 | 213 | Nos
31.01 | Single pole | Item147 | 1 | Nos | 10 |  |  | Excess(+) | 1 | Full Conversion | INR | [40 empty] | #VALUE! | #VALUE! | #VALUE! | 2 | Construction of chamber for 100mm sluices valve | item3 | 10 | Nos
31.02 | Single pole and neutral | Item148 | 1 | Nos | 10 |  |  | Excess(+) | 1 | Full Conversion | INR | [40 empty] | #VALUE! | #VALUE! | #VALUE! | 3 | Supplying, Conveying and fixing spls. Including ea | item4 | 10 | Nos
31.03 | Triple pole | Item149 | 1 | Nos | 10 |  |  | Excess(+) | 1 | Full Conversion | INR | [40 empty] | #VALUE! | #VALUE! | #VALUE! | 1.01 | Supplying, Conveying and fixing spls. Including eart | item1 | 123.223 | Nos
31.04 | Triple pole and neutral | Item150 | 1 | Nos | 10 |  |  | Excess(+) | 1 | Full Conversion | INR | [40 empty] | #VALUE! | #VALUE! | #VALUE! | 1.02 | Construction of chamber for 100mm sluice plates | item2 | 213 | Nos
32 | Laying of one number PVC insulated and PVC sheathed / XLPE power cable of 1.1 KV grade , Upto 35 sq. mm | Item151 | [52 empty] | 2 | Construction of chamber for 100mm sluices valve | item3 | 10 | Nos
32.01 | direct in ground including excavation, sand cushioning, protective covering and refilling the trench etc as required | Item152 | 4 | Mtr | 10 |  |  | Excess(+) | 1 | Full Conversion | INR | [40 empty] | #VALUE! | #VALUE! | #VALUE! | 3 | Supplying, Conveying and fixing spls. Including ea | item4 | 10 | Nos
32.02 | in pipe | Item153 | 4 | Mtr | 10 |  |  | Excess(+) | 1 | Full Conversion | INR | [40 empty] | #VALUE! | #VALUE! | #VALUE! | 1.01 | Supplying, Conveying and fixing spls. Including eart | item1 | 123.223 | Nos
32.03 | In open duct | Item154 | 4 | Mtr | 10 |  |  | Excess(+) | 1 | Full Conversion | INR | [40 empty] | #VALUE! | #VALUE! | #VALUE! | 1.02 | Construction of chamber for 100mm sluice plates | item2 | 213 | Nos
32.04 | on surface with MS clamp | Item155 | 4 | Mtr | 10 |  |  | Excess(+) | 1 | Full Conversion | INR | [40 empty] | #VALUE! | #VALUE! | #VALUE! | 2 | Construction of chamber for 100mm sluices valve | item3 | 10 | Nos
33 | Supplying fixing connecting commissioning and testing of the following luminaries light fixtures complete with all accessories and with clamp as required. | Item156 | [52 empty] | 1.01 | Supplying, Conveying and fixing spls. Including eart | item1 | 123.223 | Nos
33.01 | LED tubelight fitting ( 1 X 18/20 watt LED) surface mount | Item157 | 2 | Nos | 10 |  |  | Excess(+) | 1 | Full Conversion | INR | [40 empty] | #VALUE! | #VALUE! | #VALUE! | 1.02 | Construction of chamber for 100mm sluice plates | item2 | 213 | Nos
33.02 | LED tubelight fitting ( 2 X 18/20 watt LED) surface mount | Item158 | 2 | Nos | 10 |  |  | Excess(+) | 1 | Full Conversion | INR | [40 empty] | #VALUE! | #VALUE! | #VALUE! | 2 | Construction of chamber for 100mm sluices valve | item3 | 10 | Nos
33.03 | 48 watt LED streetlight make of pressure Die aluminum fixture ( suitable for outdoor installation) | Item159 | 2 | Nos | 100 |  |  | Excess(+) | 1 | Full Conversion | INR | [40 empty] | #VALUE! | #VALUE! | #VALUE! | 1.02 | Construction of chamber for 100mm sluice plates | item2 | 213 | Nos
34 | Providing & fixing of three phase DOL startar Suitable for following size motor, 415 Volts, with single phase preventer, wideband coil, ammeter, ON-OFF indicator etc. complete as required. | Item160 | [52 empty] | 2 | Construction of chamber for 100mm sluices valve | item3 | 10 | Nos
34.01 | Upto 5 H.P | Item161 | 1 | No | 10 |  |  | Excess(+) | 1 | Full Conversion | INR | [40 empty] | #VALUE! | #VALUE! | #VALUE! | 3 | Supplying, Conveying and fixing spls. Including ea | item4 | 10 | Nos
34.02 | 7.5 H.P | Item162 | 1 | No | 10 |  |  | Excess(+) | 1 | Full Conversion | INR | [40 empty] | #VALUE! | #VALUE! | #VALUE! | 1.01 | Supplying, Conveying and fixing spls. Including eart | item1 | 123.223 | Nos
35 | Providing and fixing of Single Phase Plug top ISI Marked for AC (FCU) unit etc i/c dismantling old plug top if any complete as required. (Make:- Anchor or Equivalent) | Item163 | [52 empty] | 1.02 | Construction of chamber for 100mm sluice plates | item2 | 213 | Nos
35.01 | 3 pin- 6 Amp. | Item164 | 1 | Nos | 10 |  |  | Excess(+) | 1 | Full Conversion | INR | [40 empty] | #VALUE! | #VALUE! | #VALUE! | 2 | Construction of chamber for 100mm sluices valve | item3 | 10 | Nos
35.02 | 3 pin- 16 Amp. | Item165 | 1 | Nos | 10 |  |  | Excess(+) | 1 | Full Conversion | INR | [40 empty] | #VALUE! | #VALUE! | #VALUE! | 3 | Supplying, Conveying and fixing spls. Including ea | item4 | 10 | Nos
36 | Providing, laying & fixing of rain forced fiber flexible/soft PVC pipe of size given below etc. complete as reqd. | Item166 | [52 empty] | 1.01 | Supplying, Conveying and fixing spls. Including eart | item1 | 123.223 | Nos
36.01 | 20 mm | Item167 | 1 | Mtr | 10 |  |  | Excess(+) | 1 | Full Conversion | INR | [40 empty] | #VALUE! | #VALUE! | #VALUE! | 1.02 | Construction of chamber for 100mm sluice plates | item2 | 213 | Nos
36.02 | 25 mm | Item168 | 1 | Mtr | 10 |  |  | Excess(+) | 1 | Full Conversion | INR | [40 empty] | #VALUE! | #VALUE! | #VALUE! | 2 | Construction of chamber for 100mm sluices valve | item3 | 10 | Nos
36.03 | 32 mm | Item169 | 1 | Mtr | 10 |  |  | Excess(+) | 1 | Full Conversion | INR | [40 empty] | #VALUE! | #VALUE! | #VALUE! | 1.01 | Supplying, Conveying and fixing spls. Including eart | item1 | 123.223 | Nos
37 | Supply & fixing of copper piping 5/8" or 6/8" with 19 mm thick Class "O" Nitrile insulation on surface / recessed with flair nut, clamps etc. complete as reqd. | Item170 | 2 | Mtr | 10 |  |  | Excess(+) | 1 | Full Conversion | INR | [40 empty] | #VALUE! | #VALUE! | #VALUE! | 1.02 | Construction of chamber for 100mm sluice plates | item2 | 213 | Nos
38 | Dismantling and overhauling of any type strainers of sizes mentioned below including cleaning, refixing and replacement of defective strainer mesh (SS) with new one, gasket, nut, bolts, painting, welding work as required. | Item171 | [52 empty] | 2 | Construction of chamber for 100mm sluices valve | item3 | 10 | Nos
38.01 | up to 80 mm | Item172 | 1 | No's | 100 |  |  | Excess(+) | 1 | Full Conversion | INR | [40 empty] | #VALUE! | #VALUE! | #VALUE! | 1.02 | Construction of chamber for 100mm sluice plates | item2 | 213 | Nos
38.02 | 100 mm to 200 mm | Item173 | 1 | No's | 10 |  |  | Excess(+) | 1 | Full Conversion | INR | [40 empty] | #VALUE! | #VALUE! | #VALUE! | 2 | Construction of chamber for 100mm sluices valve | item3 | 10 | Nos
39 | Servicing, cleaning, descaling, overhauling, lubricating, testing and re-commissioning of AHU floor mounted/ ceiling suspended/ LLD blower cooling coils & filters including with proper chemicals, soap etc and neutralizing the same complete as required | Item174 | [52 empty] | 3 | Supplying, Conveying and fixing spls. Including ea | item4 | 10 | Nos
39.01 | AHU up to 2500 CFM,4-6 R cooling coil. | Item175 | 4 | No's | 10 |  |  | Excess(+) | 1 | Full Conversion | INR | [40 empty] | #VALUE! | #VALUE! | #VALUE! | 1.01 | Supplying, Conveying and fixing spls. Including eart | item1 | 123.223 | Nos
39.02 | AHU 2501 CFM to 6000 CFM/4-6 R cooling coil. | Item176 | 4 | No's | 10 |  |  | Excess(+) | 1 | Full Conversion | INR | [40 empty] | #VALUE! | #VALUE! | #VALUE! | 1.02 | Construction of chamber for 100mm sluice plates | item2 | 213 | Nos
39.03 | AHU 6001 CFM to 12000 CFM/LLD blower 3, 4-6 R cooling coil. | Item177 | 2 | No's | 10 |  |  | Excess(+) | 1 | Full Conversion | INR | [40 empty] | #VALUE! | #VALUE! | #VALUE! | 2 | Construction of chamber for 100mm sluices valve | item3 | 10 | Nos
39.04 | AHU 12001 CFM and above /LLD blower 3.5, 4-6 R cooling coil | Item178 | 2 | Nos | 10 |  |  | Excess(+) | 1 | Full Conversion | INR | [40 empty] | #VALUE! | #VALUE! | #VALUE! | 3 | Supplying, Conveying and fixing spls. Including ea | item4 | 10 | Nos
40 | Dismantling of any type of AHU blower / LLD blower shaft, remateling, straightening machining, matching with bearing size, reassembling, dynamic balancing, along with blower testing and commissioning at site including cartage as per site requirement . | Item179 | [52 empty] | 1.01 | Supplying, Conveying and fixing spls. Including eart | item1 | 123.223 | Nos
40.01 | Up to 8000 CFM | Item180 | 1 | No's | 10 |  |  | Excess(+) | 1 | Full Conversion | INR | [40 empty] | #VALUE! | #VALUE! | #VALUE! | 1.02 | Construction of chamber for 100mm sluice plates | item2 | 213 | Nos
40.02 | 8001 to 12000 CFM | Item181 | 1 | No's | 10 |  |  | Excess(+) | 1 | Full Conversion | INR | [40 empty] | #VALUE! | #VALUE! | #VALUE! | 2 | Construction of chamber for 100mm sluices valve | item3 | 10 | Nos
41 | Dismantling & removing of Air handling unit (Floor/ceiling type) with associated parts and disconnecting from CHW line & ducting etc. complete as reqd. | Item182 | [52 empty] | 1.01 | Supplying, Conveying and fixing spls. Including eart | item1 | 123.223 | Nos
41.01 | AHU up to 2500 CFM,4-6 R cooling coil. | Item183 | 1 | Nos. | 10 |  |  | Excess(+) | 1 | Full Conversion | INR | [40 empty] | #VALUE! | #VALUE! | #VALUE! | 1.02 | Construction of chamber for 100mm sluice plates | item2 | 213 | Nos
41.02 | AHU 2501 CFM to 6000 CFM/4-6 R cooling coil. | Item184 | 1 | Nos. | 10 |  |  | Excess(+) | 1 | Full Conversion | INR | [40 empty] | #VALUE! | #VALUE! | #VALUE! | 2 | Construction of chamber for 100mm sluices valve | item3 | 10 | Nos
41.03 | AHU 6001 CFM to 12000 CFM/LLD blower 3, 4-6 R cooling coil. | Item185 | 1 | Nos. | 100 |  |  | Excess(+) | 1 | Full Conversion | INR | [40 empty] | #VALUE! | #VALUE! | #VALUE! | 1.02 | Construction of chamber for 100mm sluice plates | item2 | 213 | Nos
42 | Installation of Air Handling unit (floor/ceiling type) with connecting from CHW line & ducting balancing of shaft fixing of blower, pulley and other associated parts etc. complete as reqd. | Item186 | [52 empty] | 2 | Construction of chamber for 100mm sluices valve | item3 | 10 | Nos
42.01 | AHU up to 2500 CFM,4-6 R cooling coil. | Item187 | 1 | Nos. | 10 |  |  | Excess(+) | 1 | Full Conversion | INR | [40 empty] | #VALUE! | #VALUE! | #VALUE! | 3 | Supplying, Conveying and fixing spls. Including ea | item4 | 10 | Nos
42.02 | AHU 2501 CFM to 6000 CFM/4-6 R cooling coil. | Item188 | 1 | Nos. | 10 |  |  | Excess(+) | 1 | Full Conversion | INR | [40 empty] | #VALUE! | #VALUE! | #VALUE! | 1.01 | Supplying, Conveying and fixing spls. Including eart | item1 | 123.223 | Nos
42.03 | AHU 6001 CFM to 12000 CFM/LLD blower 3, 4-6 R cooling coil. | Item189 | 1 | Nos. | 10 |  |  | Excess(+) | 1 | Full Conversion | INR | [40 empty] | #VALUE! | #VALUE! | #VALUE! | 1.02 | Construction of chamber for 100mm sluice plates | item2 | 213 | Nos
43 | Dismantling and removing of existing old ducts of any size, i/c removing of hangers , flanges , damper, diffuser, grill and depositing in the sectional store complete as reqd. | Item190 | 4 | SqM | 10 |  |  | Excess(+) | 1 | Full Conversion | INR | [40 empty] | #VALUE! | #VALUE! | #VALUE! | 2 | Construction of chamber for 100mm sluices valve | item3 | 10 | Nos
44 | Dismantling & re-fixing of same (Modified) existing old ducts of any size i/c removing of hangers , flanges , damper, diffuser, grill complete as reqd.. | Item191 | 4 | SqM | 10 |  |  | Excess(+) | 1 | Full Conversion | INR | [40 empty] | #VALUE! | #VALUE! | #VALUE! | 3 | Supplying, Conveying and fixing spls. Including ea | item4 | 10 | Nos
45 | Supply, installation, balancing and commissioning of fabricated at site GSS sheet metal rectangular/round ducting complete with neoprene rubber gaskets, elbows, splitter dampers, vanes, hangers, supports etc. as per approved drawings and specifications of following sheet thickness complete as required. | Item192 | [52 empty] | 1.01 | Supplying, Conveying and fixing spls. Including eart | item1 | 123.223 | Nos
45.01 | 0.63 mm (24 G) thick | Item193 | 4 | SqM | 10 |  |  | Excess(+) | 1 | Full Conversion | INR | [40 empty] | #VALUE! | #VALUE! | #VALUE! | 1.02 | Construction of chamber for 100mm sluice plates | item2 | 213 | Nos
45.02 | 0.80 mm (22 G) thick | Item194 | 4 | SqM | 10 |  |  | Excess(+) | 1 | Full Conversion | INR | [40 empty] | #VALUE! | #VALUE! | #VALUE! | 2 | Construction of chamber for 100mm sluices valve | item3 | 10 | Nos
46 | Supplying and Fixing of ' V ' belts size as mentioned below of approved make. | Item195 | [52 empty] | 1.01 | Supplying, Conveying and fixing spls. Including eart | item1 | 123.223 | Nos
46.01 | A-20 | Item196 | 2 | Nos | 10 |  |  | Excess(+) | 1 | Full Conversion | INR | [40 empty] | #VALUE! | #VALUE! | #VALUE! | 1.02 | Construction of chamber for 100mm sluice plates | item2 | 213 | Nos
46.02 | A-27 | Item197 | 2 | No's | 10 |  |  | Excess(+) | 1 | Full Conversion | INR | [40 empty] | #VALUE! | #VALUE! | #VALUE! | 2 | Construction of chamber for 100mm sluices valve | item3 | 10 | Nos
46.03 | A-31 | Item198 | 2 | No's | 100 |  |  | Excess(+) | 1 | Full Conversion | INR | [40 empty] | #VALUE! | #VALUE! | #VALUE! | 1.02 | Construction of chamber for 100mm sluice plates | item2 | 213 | Nos
46.04 | A-33 | Item199 | 2 | No's | 10 |  |  | Excess(+) | 1 | Full Conversion | INR | [40 empty] | #VALUE! | #VALUE! | #VALUE! | 2 | Construction of chamber for 100mm sluices valve | item3 | 10 | Nos
46.05 | A-36 | Item200 | 1 | No's | 10 |  |  | Excess(+) | 1 | Full Conversion | INR | [40 empty] | #VALUE! | #VALUE! | #VALUE! | 3 | Supplying, Conveying and fixing spls. Including ea | item4 | 10 | Nos
46.06 | A-37 | Item201 | 1 | Nos | 10 |  |  | Excess(+) | 1 | Full Conversion | INR | [40 empty] | #VALUE! | #VALUE! | #VALUE! | 1.01 | Supplying, Conveying and fixing spls. Including eart | item1 | 123.223 | Nos
46.07 | A-39 | Item202 | 1 | Nos | 10 |  |  | Excess(+) | 1 | Full Conversion | INR | [40 empty] | #VALUE! | #VALUE! | #VALUE! | 1.02 | Construction of chamber for 100mm sluice plates | item2 | 213 | Nos
46.08 | A-40 | Item203 | 1 | Nos | 10 |  |  | Excess(+) | 1 | Full Conversion | INR | [40 empty] | #VALUE! | #VALUE! | #VALUE! | 2 | Construction of chamber for 100mm sluices valve | item3 | 10 | Nos
46.09 | A-41 | Item204 | 1 | Nos | 10 |  |  | Excess(+) | 1 | Full Conversion | INR | [40 empty] | #VALUE! | #VALUE! | #VALUE! | 3 | Supplying, Conveying and fixing spls. Including ea | item4 | 10 | Nos
46.1 | A-42 | Item205 | 1 | Nos | 10 |  |  | Excess(+) | 1 | Full Conversion | INR | [40 empty] | #VALUE! | #VALUE! | #VALUE! | 1.01 | Supplying, Conveying and fixing spls. Including eart | item1 | 123.223 | Nos
46.11 | A-43 | Item206 | 1 | Nos | 10 |  |  | Excess(+) | 1 | Full Conversion | INR | [40 empty] | #VALUE! | #VALUE! | #VALUE! | 1.02 | Construction of chamber for 100mm sluice plates | item2 | 213 | Nos
46.12 | A-44 | Item207 | 1 | Nos | 10 |  |  | Excess(+) | 1 | Full Conversion | INR | [40 empty] | #VALUE! | #VALUE! | #VALUE! | 2 | Construction of chamber for 100mm sluices valve | item3 | 10 | Nos
46.13 | A-47 | Item208 | 1 | Nos | 10 |  |  | Excess(+) | 1 | Full Conversion | INR | [40 empty] | #VALUE! | #VALUE! | #VALUE! | 1.01 | Supplying, Conveying and fixing spls. Including eart | item1 | 123.223 | Nos
46.14 | A-48 | Item209 | 1 | Nos | 10 |  |  | Excess(+) | 1 | Full Conversion | INR | [40 empty] | #VALUE! | #VALUE! | #VALUE! | 1.02 | Construction of chamber for 100mm sluice plates | item2 | 213 | Nos
46.15 | A-53 | Item210 | 1 | Nos | 10 |  |  | Excess(+) | 1 | Full Conversion | INR | [40 empty] | #VALUE! | #VALUE! | #VALUE! | 2 | Construction of chamber for 100mm sluices valve | item3 | 10 | Nos
46.16 | A-54 | Item211 | 1 | Nos | 100 |  |  | Excess(+) | 1 | Full Conversion | INR | [40 empty] | #VALUE! | #VALUE! | #VALUE! | 1.02 | Construction of chamber for 100mm sluice plates | item2 | 213 | Nos
46.17 | A-57 | Item212 | 1 | Nos | 10 |  |  | Excess(+) | 1 | Full Conversion | INR | [40 empty] | #VALUE! | #VALUE! | #VALUE! | 2 | Construction of chamber for 100mm sluices valve | item3 | 10 | Nos
46.18 | A-58 | Item213 | 1 | Nos | 10 |  |  | Excess(+) | 1 | Full Conversion | INR | [40 empty] | #VALUE! | #VALUE! | #VALUE! | 3 | Supplying, Conveying and fixing spls. Including ea | item4 | 10 | Nos
46.19 | A-60 | Item214 | 1 | Nos | 10 |  |  | Excess(+) | 1 | Full Conversion | INR | [40 empty] | #VALUE! | #VALUE! | #VALUE! | 1.01 | Supplying, Conveying and fixing spls. Including eart | item1 | 123.223 | Nos
46.2 | A-61 | Item215 | 1 | Nos | 10 |  |  | Excess(+) | 1 | Full Conversion | INR | [40 empty] | #VALUE! | #VALUE! | #VALUE! | 1.02 | Construction of chamber for 100mm sluice plates | item2 | 213 | Nos
46.21 | A-63 | Item216 | 1 | Nos | 10 |  |  | Excess(+) | 1 | Full Conversion | INR | [40 empty] | #VALUE! | #VALUE! | #VALUE! | 2 | Construction of chamber for 100mm sluices valve | item3 | 10 | Nos
47 | Supplying and Fixing of ' V ' belts size as mentioned below of approved make. | Item217 | [52 empty] | 3 | Supplying, Conveying and fixing spls. Including ea | item4 | 10 | Nos
47.01 | B-31 | Item218 | 1 | Nos | 10 |  |  | Excess(+) | 1 | Full Conversion | INR | [40 empty] | #VALUE! | #VALUE! | #VALUE! | 1.01 | Supplying, Conveying and fixing spls. Including eart | item1 | 123.223 | Nos
47.02 | B-32 | Item219 | 1 | Nos | 10 |  |  | Excess(+) | 1 | Full Conversion | INR | [40 empty] | #VALUE! | #VALUE! | #VALUE! | 1.02 | Construction of chamber for 100mm sluice plates | item2 | 213 | Nos
47.03 | B-40 | Item220 | 1 | Nos | 10 |  |  | Excess(+) | 1 | Full Conversion | INR | [40 empty] | #VALUE! | #VALUE! | #VALUE! | 2 | Construction of chamber for 100mm sluices valve | item3 | 10 | Nos
47.04 | B-46 | Item221 | 1 | Nos | 10 |  |  | Excess(+) | 1 | Full Conversion | INR | [40 empty] | #VALUE! | #VALUE! | #VALUE! | 1.01 | Supplying, Conveying and fixing spls. Including eart | item1 | 123.223 | Nos
47.05 | B-47 | Item222 | 1 | Nos | 10 |  |  | Excess(+) | 1 | Full Conversion | INR | [40 empty] | #VALUE! | #VALUE! | #VALUE! | 1.02 | Construction of chamber for 100mm sluice plates | item2 | 213 | Nos
47.06 | B-48 | Item223 | 1 | Nos | 10 |  |  | Excess(+) | 1 | Full Conversion | INR | [40 empty] | #VALUE! | #VALUE! | #VALUE! | 2 | Construction of chamber for 100mm sluices valve | item3 | 10 | Nos
47.07 | B-49 | Item224 | 1 | Nos | 100 |  |  | Excess(+) | 1 | Full Conversion | INR | [40 empty] | #VALUE! | #VALUE! | #VALUE! | 1.02 | Construction of chamber for 100mm sluice plates | item2 | 213 | Nos
47.08 | B-52 | Item225 | 1 | Nos | 10 |  |  | Excess(+) | 1 | Full Conversion | INR | [40 empty] | #VALUE! | #VALUE! | #VALUE! | 2 | Construction of chamber for 100mm sluices valve | item3 | 10 | Nos
47.09 | B-62 | Item226 | 1 | Nos | 10 |  |  | Excess(+) | 1 | Full Conversion | INR | [40 empty] | #VALUE! | #VALUE! | #VALUE! | 3 | Supplying, Conveying and fixing spls. Including ea | item4 | 10 | Nos
47.1 | B-65 | Item227 | 1 | Nos | 10 |  |  | Excess(+) | 1 | Full Conversion | INR | [40 empty] | #VALUE! | #VALUE! | #VALUE! | 1.01 | Supplying, Conveying and fixing spls. Including eart | item1 | 123.223 | Nos
47.11 | B-68 | Item228 | 1 | Nos | 10 |  |  | Excess(+) | 1 | Full Conversion | INR | [40 empty] | #VALUE! | #VALUE! | #VALUE! | 1.02 | Construction of chamber for 100mm sluice plates | item2 | 213 | Nos
47.12 | B-69 | Item229 | 1 | Nos. | 10 |  |  | Excess(+) | 1 | Full Conversion | INR | [40 empty] | #VALUE! | #VALUE! | #VALUE! | 2 | Construction of chamber for 100mm sluices valve | item3 | 10 | Nos
47.13 | B-72 | Item230 | 1 | Nos | 10 |  |  | Excess(+) | 1 | Full Conversion | INR | [40 empty] | #VALUE! | #VALUE! | #VALUE! | 3 | Supplying, Conveying and fixing spls. Including ea | item4 | 10 | Nos
47.14 | B-75 | Item231 | 1 | Nos | 10 |  |  | Excess(+) | 1 | Full Conversion | INR | [40 empty] | #VALUE! | #VALUE! | #VALUE! | 1.01 | Supplying, Conveying and fixing spls. Including eart | item1 | 123.223 | Nos
47.15 | B-79 | Item232 | 1 | Nos | 10 |  |  | Excess(+) | 1 | Full Conversion | INR | [40 empty] | #VALUE! | #VALUE! | #VALUE! | 1.02 | Construction of chamber for 100mm sluice plates | item2 | 213 | Nos
47.16 | B-81 | Item233 | 1 | Nos | 10 |  |  | Excess(+) | 1 | Full Conversion | INR | [40 empty] | #VALUE! | #VALUE! | #VALUE! | 2 | Construction of chamber for 100mm sluices valve | item3 | 10 | Nos
47.17 | B-84 | Item234 | 1 | Nos | 10 |  |  | Excess(+) | 1 | Full Conversion | INR | [40 empty] | #VALUE! | #VALUE! | #VALUE! | 1.01 | Supplying, Conveying and fixing spls. Including eart | item1 | 123.223 | Nos
47.18 | B-86 | Item235 | 1 | Nos | 10 |  |  | Excess(+) | 1 | Full Conversion | INR | [40 empty] | #VALUE! | #VALUE! | #VALUE! | 1.02 | Construction of chamber for 100mm sluice plates | item2 | 213 | Nos
47.19 | B-89 | Item236 | 1 | Nos | 10 |  |  | Excess(+) | 1 | Full Conversion | INR | [40 empty] | #VALUE! | #VALUE! | #VALUE! | 2 | Construction of chamber for 100mm sluices valve | item3 | 10 | Nos
47.2 | B-90 | Item237 | 1 | Nos | 100 |  |  | Excess(+) | 1 | Full Conversion | INR | [40 empty] | #VALUE! | #VALUE! | #VALUE! | 1.02 | Construction of chamber for 100mm sluice plates | item2 | 213 | Nos
47.21 | B-92 | Item238 | 1 | Nos | 10 |  |  | Excess(+) | 1 | Full Conversion | INR | [40 empty] | #VALUE! | #VALUE! | #VALUE! | 2 | Construction of chamber for 100mm sluices valve | item3 | 10 | Nos
47.22 | B-93 | Item239 | 1 | Nos | 10 |  |  | Excess(+) | 1 | Full Conversion | INR | [40 empty] | #VALUE! | #VALUE! | #VALUE! | 3 | Supplying, Conveying and fixing spls. Including ea | item4 | 10 | Nos
47.23 | B-94 | Item240 | 1 | Nos | 10 |  |  | Excess(+) | 1 | Full Conversion | INR | [40 empty] | #VALUE! | #VALUE! | #VALUE! | 1.01 | Supplying, Conveying and fixing spls. Including eart | item1 | 123.223 | Nos
47.24 | B-95 | Item241 | 1 | Nos | 10 |  |  | Excess(+) | 1 | Full Conversion | INR | [40 empty] | #VALUE! | #VALUE! | #VALUE! | 1.02 | Construction of chamber for 100mm sluice plates | item2 | 213 | Nos
47.25 | B-97 | Item242 | 1 | Nos | 10 |  |  | Excess(+) | 1 | Full Conversion | INR | [40 empty] | #VALUE! | #VALUE! | #VALUE! | 2 | Construction of chamber for 100mm sluices valve | item3 | 10 | Nos
47.26 | B-98 | Item243 | 1 | Nos | 10 |  |  | Excess(+) | 1 | Full Conversion | INR | [40 empty] | #VALUE! | #VALUE! | #VALUE! | 3 | Supplying, Conveying and fixing spls. Including ea | item4 | 10 | Nos
47.27 | B-102 | Item244 | 1 | Nos | 10 |  |  | Excess(+) | 1 | Full Conversion | INR | [40 empty] | #VALUE! | #VALUE! | #VALUE! | 1.01 | Supplying, Conveying and fixing spls. Including eart | item1 | 123.223 | Nos
47.28 | B-105 | Item245 | 1 | Nos | 10 |  |  | Excess(+) | 1 | Full Conversion | INR | [40 empty] | #VALUE! | #VALUE! | #VALUE! | 1.02 | Construction of chamber for 100mm sluice plates | item2 | 213 | Nos
48 | Supplying and fixing following size ball bearing NBC make complete in all respect including dismantling the existing defective bearing complete as required. | Item246 | [52 empty] | 2 | Construction of chamber for 100mm sluices valve | item3 | 10 | Nos
48.01 | 6205 (2RS1/C3) | Item247 | 1 | Nos | 10 |  |  | Excess(+) | 1 | Full Conversion | INR | [40 empty] | #VALUE! | #VALUE! | #VALUE! | 1.01 | Supplying, Conveying and fixing spls. Including eart | item1 | 123.223 | Nos
48.02 | 6206 (2RS1/C4) | Item248 | 1 | Nos | 10 |  |  | Excess(+) | 1 | Full Conversion | INR | [40 empty] | #VALUE! | #VALUE! | #VALUE! | 1.02 | Construction of chamber for 100mm sluice plates | item2 | 213 | Nos
48.03 | 6305 (2RS1/C3) | Item249 | 1 | Nos | 10 |  |  | Excess(+) | 1 | Full Conversion | INR | [40 empty] | #VALUE! | #VALUE! | #VALUE! | 2 | Construction of chamber for 100mm sluices valve | item3 | 10 | Nos
48.04 | 6306 (2RS1/C3) | Item250 | 1 | Nos | 100 |  |  | Excess(+) | 1 | Full Conversion | INR | [40 empty] | #VALUE! | #VALUE! | #VALUE! | 1.02 | Construction of chamber for 100mm sluice plates | item2 | 213 | Nos
48.05 | 6307 (2RS1/C3) | Item251 | 1 | Nos | 10 |  |  | Excess(+) | 1 | Full Conversion | INR | [40 empty] | #VALUE! | #VALUE! | #VALUE! | 2 | Construction of chamber for 100mm sluices valve | item3 | 10 | Nos
48.06 | 6308 (21/C3) | Item252 | 1 | Nos | 10 |  |  | Excess(+) | 1 | Full Conversion | INR | [40 empty] | #VALUE! | #VALUE! | #VALUE! | 3 | Supplying, Conveying and fixing spls. Including ea | item4 | 10 | Nos
48.07 | 6309 (2RS1/C3) | Item253 | 1 | Nos | 10 |  |  | Excess(+) | 1 | Full Conversion | INR | [40 empty] | #VALUE! | #VALUE! | #VALUE! | 1.01 | Supplying, Conveying and fixing spls. Including eart | item1 | 123.223 | Nos
48.08 | 6310 (2RS1/C3) | Item254 | 1 | Nos | 10 |  |  | Excess(+) | 1 | Full Conversion | INR | [40 empty] | #VALUE! | #VALUE! | #VALUE! | 1.02 | Construction of chamber for 100mm sluice plates | item2 | 213 | Nos
48.09 | 6312 (2RS1/C3) | Item255 | 1 | Nos | 10 |  |  | Excess(+) | 1 | Full Conversion | INR | [40 empty] | #VALUE! | #VALUE! | #VALUE! | 2 | Construction of chamber for 100mm sluices valve | item3 | 10 | Nos
48.1 | LE-20 | Item256 | 1 | Nos | 10 |  |  | Excess(+) | 1 | Full Conversion | INR | [40 empty] | #VALUE! | #VALUE! | #VALUE! | 3 | Supplying, Conveying and fixing spls. Including ea | item4 | 10 | Nos
48.11 | LE-30 | Item257 | 1 | Nos | 10 |  |  | Excess(+) | 1 | Full Conversion | INR | [40 empty] | #VALUE! | #VALUE! | #VALUE! | 1.01 | Supplying, Conveying and fixing spls. Including eart | item1 | 123.223 | Nos
49 | Supplying, fixing, testing and commissioning of CI body and S.S Screen type Y-strainer of following size with compatible to MS pipe i/c all necessary support /hangers, including old dismantling if any complete as reqd. | Item258 | [52 empty] | 1.02 | Construction of chamber for 100mm sluice plates | item2 | 213 | Nos
49.01 | 40 mm | Item259 | 1 | No. | 10 |  |  | Excess(+) | 1 | Full Conversion | INR | [40 empty] | #VALUE! | #VALUE! | #VALUE! | 2 | Construction of chamber for 100mm sluices valve | item3 | 10 | Nos
49.02 | 50 mm | Item260 | 1 | No. | 10 |  |  | Excess(+) | 1 | Full Conversion | INR | [40 empty] | #VALUE! | #VALUE! | #VALUE! | 1.01 | Supplying, Conveying and fixing spls. Including eart | item1 | 123.223 | Nos
49.03 | 65 mm | Item261 | 1 | No. | 10 |  |  | Excess(+) | 1 | Full Conversion | INR | [40 empty] | #VALUE! | #VALUE! | #VALUE! | 1.02 | Construction of chamber for 100mm sluice plates | item2 | 213 | Nos
50 | Supplying and fixing of S.S syphon with ball valve complete set of following size. | Item262 | [52 empty] | 2 | Construction of chamber for 100mm sluices valve | item3 | 10 | Nos
50.01 | Size 3/8" | Item263 | 2 | Nos | 100 |  |  | Excess(+) | 1 | Full Conversion | INR | [40 empty] | #VALUE! | #VALUE! | #VALUE! | 1.02 | Construction of chamber for 100mm sluice plates | item2 | 213 | Nos
50.02 | Size 1/2" | Item264 | 1 | Nos | 10 |  |  | Excess(+) | 1 | Full Conversion | INR | [40 empty] | #VALUE! | #VALUE! | #VALUE! | 2 | Construction of chamber for 100mm sluices valve | item3 | 10 | Nos
51 | Supplying and fixing of MS Nipple of size of following size length etc. complete as reqd. | Item265 | [52 empty] | 3 | Supplying, Conveying and fixing spls. Including ea | item4 | 10 | Nos
51.01 | Size 15 mm up to 2" length | Item266 | 1 | Nos | 10 |  |  | Excess(+) | 1 | Full Conversion | INR | [40 empty] | #VALUE! | #VALUE! | #VALUE! | 1.01 | Supplying, Conveying and fixing spls. Including eart | item1 | 123.223 | Nos
51.02 | Size 20 mm up to 2" length | Item267 | 1 | Nos | 10 |  |  | Excess(+) | 1 | Full Conversion | INR | [40 empty] | #VALUE! | #VALUE! | #VALUE! | 1.02 | Construction of chamber for 100mm sluice plates | item2 | 213 | Nos
51.03 | Size 25 mm up to 2" length | Item268 | 1 | Nos | 10 |  |  | Excess(+) | 1 | Full Conversion | INR | [40 empty] | #VALUE! | #VALUE! | #VALUE! | 2 | Construction of chamber for 100mm sluices valve | item3 | 10 | Nos
51.04 | Size 32 mm up to 2" length | Item269 | 1 | Nos | 10 |  |  | Excess(+) | 1 | Full Conversion | INR | [40 empty] | #VALUE! | #VALUE! | #VALUE! | 3 | Supplying, Conveying and fixing spls. Including ea | item4 | 10 | Nos
52 | Supplying and fixing of MS bend of following size complete as required. | Item270 | [52 empty] | 1.01 | Supplying, Conveying and fixing spls. Including eart | item1 | 123.223 | Nos
52.01 | Size 15 mm up to 2" length | Item271 | 1 | Nos | 10 |  |  | Excess(+) | 1 | Full Conversion | INR | [40 empty] | #VALUE! | #VALUE! | #VALUE! | 1.02 | Construction of chamber for 100mm sluice plates | item2 | 213 | Nos
52.02 | Size 20 mm up to 2" length | Item272 | 1 | Nos | 10 |  |  | Excess(+) | 1 | Full Conversion | INR | [40 empty] | #VALUE! | #VALUE! | #VALUE! | 2 | Construction of chamber for 100mm sluices valve | item3 | 10 | Nos
52.03 | Size 25 mm up to 2" length | Item273 | 1 | Nos | 10 |  |  | Excess(+) | 1 | Full Conversion | INR | [40 empty] | #VALUE! | #VALUE! | #VALUE! | 1.01 | Supplying, Conveying and fixing spls. Including eart | item1 | 123.223 | Nos
52.04 | Size 32 mm up to 2" length | Item274 | 1 | Nos | 10 |  |  | Excess(+) | 1 | Full Conversion | INR | [40 empty] | #VALUE! | #VALUE! | #VALUE! | 1.02 | Construction of chamber for 100mm sluice plates | item2 | 213 | Nos
53 | Supplying and installation of Plumber block bearing including dismantling of existing bearing as per specification. | Item275 | [52 empty] | 2 | Construction of chamber for 100mm sluices valve | item3 | 10 | Nos
53.01 | UCP 206 | Item276 | 1 | Nos | 100 |  |  | Excess(+) | 1 | Full Conversion | INR | [40 empty] | #VALUE! | #VALUE! | #VALUE! | 1.02 | Construction of chamber for 100mm sluice plates | item2 | 213 | Nos
53.02 | UCP 207 | Item277 | 1 | Nos | 10 |  |  | Excess(+) | 1 | Full Conversion | INR | [40 empty] | #VALUE! | #VALUE! | #VALUE! | 2 | Construction of chamber for 100mm sluices valve | item3 | 10 | Nos
53.03 | UCP 209 | Item278 | 1 | Nos | 10 |  |  | Excess(+) | 1 | Full Conversion | INR | [40 empty] | #VALUE! | #VALUE! | #VALUE! | 3 | Supplying, Conveying and fixing spls. Including ea | item4 | 10 | Nos
54 | P & F ' Vibration Isolation Pad of size as mentioned below of approved make i/c dismantling old one if any complete as required. | Item279 | [52 empty] | 1.01 | Supplying, Conveying and fixing spls. Including eart | item1 | 123.223 | Nos
54.01 | 4"x 4" | Item280 | 2 | Nos | 10 |  |  | Excess(+) | 1 | Full Conversion | INR | [40 empty] | #VALUE! | #VALUE! | #VALUE! | 1.02 | Construction of chamber for 100mm sluice plates | item2 | 213 | Nos
54.02 | 6"x 6" | Item281 | 2 | Nos | 10 |  |  | Excess(+) | 1 | Full Conversion | INR | [40 empty] | #VALUE! | #VALUE! | #VALUE! | 2 | Construction of chamber for 100mm sluices valve | item3 | 10 | Nos
55 | Providing and fixing of MS sheet cover 2 mm thick on existing chamber of suitable size with angle iron frame size 35 x 35 x 5 mm, having MS handle including cutting, grouting, welding and painting complete as required. | Item282 | [52 empty] | 3 | Supplying, Conveying and fixing spls. Including ea | item4 | 10 | Nos
55.01 | size for 1.5 Sqm. | Item283 | 1 | Job | 10 |  |  | Excess(+) | 1 | Full Conversion | INR | [40 empty] | #VALUE! | #VALUE! | #VALUE! | 1.01 | Supplying, Conveying and fixing spls. Including eart | item1 | 123.223 | Nos
55.02 | size for 1.6 to 2.5 Sqm | Item284 | 1 | Job | 10 |  |  | Excess(+) | 1 | Full Conversion | INR | [40 empty] | #VALUE! | #VALUE! | #VALUE! | 1.02 | Construction of chamber for 100mm sluice plates | item2 | 213 | Nos
56 | Making a brick masonry chambers Approx. 1.50(L) x 1.00(W) x 1.00 mtr deep in side with first class designation brick work in cement mortar 1:6 coarse sand with frame of angle iron 35mmx35mm x6mm & top cover size upto 1.5 Sqm. & 2mm thick ms sheet fixed with handle i/c two coat painting complete as required. | Item285 | 1 | Job | 10 |  |  | Excess(+) | 1 | Full Conversion | INR | [40 empty] | #VALUE! | #VALUE! | #VALUE! | 2 | Construction of chamber for 100mm sluices valve | item3 | 10 | Nos
57 | Making a brick masonry chambers Approx. 1.0(L) x 1.0(W) x 1.0 mtr deep in side with first class designation brick work in cement mortar 1:6 coarse sand with frame of angle iron 35mmx35mm x6mm top cover size 1.6 to 2.5 Sqm. & 2mm thick ms sheet fixed with handle i/c two coat painting complete as required. | Item286 | 1 | Job | 10 |  |  | Excess(+) | 1 | Full Conversion | INR | [40 empty] | #VALUE! | #VALUE! | #VALUE! | 1.01 | Supplying, Conveying and fixing spls. Including eart | item1 | 123.223 | Nos
58 | Supply & fixing of fire retardant double cloth canvass made (up to 300 mm vide) with heavy clothes and suitable frame with G.I washer, nuts & bolts in suitable size. i/c jointing both sides with suitable gaskets complete as reqd. | Item287 | 2 | sqm | 10 |  |  | Excess(+) | 1 | Full Conversion | INR | [40 empty] | #VALUE! | #VALUE! | #VALUE! | 1.02 | Construction of chamber for 100mm sluice plates | item2 | 213 | Nos
59 | Supply & fixing of fire retardant single layer canvass made (up to 300 mm vide) with heavy clothes and suitable frame with G.I washer, nuts & bolts in suitable size. i/c jointing both sides with suitable gaskets complete as reqd. | Item288 | 1 | sqm | 10 |  |  | Excess(+) | 1 | Full Conversion | INR | [40 empty] | #VALUE! | #VALUE! | #VALUE! | 2 | Construction of chamber for 100mm sluices valve | item3 | 10 | Nos
60 | Applying one coat of water thinnable cement/wall exterior primer of approved brand and manufacture on wall surface : 13.43.1 Water thinnable cement primer | Item289 | 13 | SQM | 100 |  |  | Excess(+) | 1 | Full Conversion | INR | [40 empty] | #VALUE! | #VALUE! | #VALUE! | 1.02 | Construction of chamber for 100mm sluice plates | item2 | 213 | Nos
61 | Painting with synthetic enamel paint of approved brand and manufacture of required colour to give an even shade. Two or more coats i/c preparing of surface beforepainting as required. | Item290 | 13 | SQM | 10 |  |  | Excess(+) | 1 | Full Conversion | INR | [40 empty] | #VALUE! | #VALUE! | #VALUE! | 2 | Construction of chamber for 100mm sluices valve | item3 | 10 | Nos
62 | Providing and laying in position cement concrete of specified grade excluding the cost of centering and shuttering - All work up to plinth level. 1:5:10 (1 cement : 5 coarse sand (zone-III): 10 graded stone aggregate 40 mm nominal size) | Item291 | 1 | Cum | 10 |  |  | Excess(+) | 1 | Full Conversion | INR | [40 empty] | #VALUE! | #VALUE! | #VALUE! | 3 | Supplying, Conveying and fixing spls. Including ea | item4 | 10 | Nos
63 | Demolishing brick work i/c stacking of serviceable mat. within 50 mtrs lead. In cement mortar.(15.7.4) dsr code | Item292 | 1 | Cum | 10 |  |  | Excess(+) | 1 | Full Conversion | INR | [40 empty] | #VALUE! | #VALUE! | #VALUE! | 1.01 | Supplying, Conveying and fixing spls. Including eart | item1 | 123.223 | Nos
64 | Pointing on brick flooring with cement mortar 1:3 ( 1 cement : 3 fine sand ) Ruled pointing.(13.31.1) dsr code | Item293 | 1 | SQM | 10 |  |  | Excess(+) | 1 | Full Conversion | INR | [40 empty] | #VALUE! | #VALUE! | #VALUE! | 1.02 | Construction of chamber for 100mm sluice plates | item2 | 213 | Nos
65 | Brick on edge flooring with bricks of class designation 75 i/c cement slurry etc complete in cement mortar with F.P.S bricks 1:6 (1 cement:6 coarse sand.)(11.1.2) dsr | Item294 | 1 | SQM | 10 |  |  | Excess(+) | 1 | Full Conversion | INR | [40 empty] | #VALUE! | #VALUE! | #VALUE! | 2 | Construction of chamber for 100mm sluices valve | item3 | 10 | Nos
66 | Cutting road and making good the same i/c supply of extra quantities of materials i.e. egg., mooram screening, red bajri and labour req.Bituminious portion.(16.13.1) dsr | Item295 | 1 | Cum | 10 |  |  | Excess(+) | 1 | Full Conversion | INR | [40 empty] | #VALUE! | #VALUE! | #VALUE! | 3 | Supplying, Conveying and fixing spls. Including ea | item4 | 10 | Nos
67 | Excavating trenches of required with for pipes, cables etc including excavation for sockets, dressings of sides, bottoms, depth up to 1.5 mtr including getting out the excavated ramming of soil, and then returning the soil as required in layers not excav | Item296 | [52 empty] | 1.01 | Supplying, Conveying and fixing spls. Including eart | item1 | 123.223 | Nos
67.01 | Pipes, cables, etc exceeding 80 mm dia.but not exceeding 300 mm dia. | Item297 | 4 | Mtr | 10 |  |  | Excess(+) | 1 | Full Conversion | INR | [40 empty] | #VALUE! | #VALUE! | #VALUE! | 1.02 | Construction of chamber for 100mm sluice plates | item2 | 213 | Nos
67.02 | Pipes, cables, etc exceeding 300 mm dia.but not exceeding 600 mm dia. | Item298 | 4 | Mtr | 10 |  |  | Excess(+) | 1 | Full Conversion | INR | [40 empty] | #VALUE! | #VALUE! | #VALUE! | 2 | Construction of chamber for 100mm sluices valve | item3 | 10 | Nos
68 | Providing and fixing double scaffolding system (cup lock type) on the exterior side of building/structure, above ground level, including additional rows of scaffolding in stepped manner as per requirement of site, made with 40mm dia M.S. tube, placed 1.5 meter centre to centre, horizontal & vertical tubes joint with cup & lock system with M.S. Tubes, M.S. tube challis, M.S. clamps and staircase system in the scaffolding for working platform etc.complete as per directions and approval of Engineer-in-charge. | Item299 | 8 | Sqm | 10 |  |  | Excess(+) | 1 | Full Conversion | INR | [40 empty] | #VALUE! | #VALUE! | #VALUE! | 1.01 | Supplying, Conveying and fixing spls. Including eart | item1 | 123.223 | Nos
69 | Servicing of AHU/TFA/Pump/cooling tower motor of following capacity including opening from position, dismantling fan hub/pump coupling/Pulley, cleaning, re-varnishing, epoxy coating, heating, assembly fitting alignment & commissioning of motor etc. complete as reqd. | Item300 | [52 empty] | 1.02 | Construction of chamber for 100mm sluice plates | item2 | 213 | Nos
69.01 | Up to 5 HP motor | Item301 | 2 | No | 10 |  |  | Excess(+) | 1 | Full Conversion | INR | [40 empty] | #VALUE! | #VALUE! | #VALUE! | 2 | Construction of chamber for 100mm sluices valve | item3 | 10 | Nos
69.02 | 5.1 to 12.5 HP motor | Item302 | 2 | No | 100 |  |  | Excess(+) | 1 | Full Conversion | INR | [40 empty] | #VALUE! | #VALUE! | #VALUE! | 1.02 | Construction of chamber for 100mm sluice plates | item2 | 213 | Nos
70 | SITC of Fan Coil Unit (Hi-Wall), The unit shall be complete with insulated enclosure, comprising of blower, 2/3 speed motor with fan speed controller, 2/3 row copper coil section, washable filter section, 2 way motorized valve with actuator, remote controller (Thermostat) and brass flair fitting for copper pipe connection, i/c all necessary support /hangers, vibration isolators etc. complete as reqd. | Item303 | [52 empty] | 2 | Construction of chamber for 100mm sluices valve | item3 | 10 | Nos
70.01 | 1.5 TR | Item304 | 1 | No. | 10 |  |  | Excess(+) | 1 | Full Conversion | INR | [40 empty] | #VALUE! | #VALUE! | #VALUE! | 3 | Supplying, Conveying and fixing spls. Including ea | item4 | 10 | Nos
70.02 | 2.0 TR | Item305 | 1 | No. | 10 |  |  | Excess(+) | 1 | Full Conversion | INR | [40 empty] | #VALUE! | #VALUE! | #VALUE! | 1.01 | Supplying, Conveying and fixing spls. Including eart | item1 | 123.223 | Nos
70.03 | 2.5 TR | Item306 | 1 | No. | 10 |  |  | Excess(+) | 1 | Full Conversion | INR | [40 empty] | #VALUE! | #VALUE! | #VALUE! | 1.02 | Construction of chamber for 100mm sluice plates | item2 | 213 | Nos
71 | SITC of modular type Fan Coil Unit (floor/wall-mounted) , The unit shall be complete with grills, insulated enclosure, drain tray, comprising of blower, 2/3 speed motor with fan speed controller, 2/3 row copper coil section, washable filter section, 2 way motorized valve with actuator, and brass flair fitting for copper pipe connection, i/c all necessary support /hangers, vibration isolators etc. complete as reqd. | Item307 | [52 empty] | 2 | Construction of chamber for 100mm sluices valve | item3 | 10 | Nos
71.01 | 1.5 TR | Item308 | 1 | Nos | 10 |  |  | Excess(+) | 1 | Full Conversion | INR | [40 empty] | #VALUE! | #VALUE! | #VALUE! | 3 | Supplying, Conveying and fixing spls. Including ea | item4 | 10 | Nos
71.02 | 2.0 TR | Item309 | 1 | Nos | 10 |  |  | Excess(+) | 1 | Full Conversion | INR | [40 empty] | #VALUE! | #VALUE! | #VALUE! | 1.01 | Supplying, Conveying and fixing spls. Including eart | item1 | 123.223 | Nos
71.03 | 2.25 TR | Item310 | 1 | Nos | 10 |  |  | Excess(+) | 1 | Full Conversion | INR | [40 empty] | #VALUE! | #VALUE! | #VALUE! | 1.02 | Construction of chamber for 100mm sluice plates | item2 | 213 | Nos
72 | Providing and fixing Digital type thermostat for FCUs/AHUs commissioning i/c dismantling old if any etc. complete as reqd. | Item311 | 1 | Nos | 10 |  |  | Excess(+) | 1 | Full Conversion | INR | [40 empty] | #VALUE! | #VALUE! | #VALUE! | 2 | Construction of chamber for 100mm sluices valve | item3 | 10 | Nos
73 | Providing & fixing of Brass ball valve with flare-nut of following size with compatible to proportioning Copper/MS pipe i/c all necessary accessories, support /hangers, including old dismantling if any complete as reqd. | Item312 | [52 empty] | 1.01 | Supplying, Conveying and fixing spls. Including eart | item1 | 123.223 | Nos
73.01 | 20 mm | Item313 | 2 | Nos | 10 |  |  | Excess(+) | 1 | Full Conversion | INR | [40 empty] | #VALUE! | #VALUE! | #VALUE! | 1.02 | Construction of chamber for 100mm sluice plates | item2 | 213 | Nos
73.02 | 25 mm | Item314 | 1 | Nos | 10 |  |  | Excess(+) | 1 | Full Conversion | INR | [40 empty] | #VALUE! | #VALUE! | #VALUE! | 2 | Construction of chamber for 100mm sluices valve | item3 | 10 | Nos
74 | Providing & fixing of Brass Ball valve with Y-strainer i/c flare-nut of following size with compatible to proportioning Copper/MS pipe i/c all necessary support /hangers & dismantling old if any complete as reqd. | Item315 | [52 empty] | 1.02 | Construction of chamber for 100mm sluice plates | item2 | 213 | Nos
74.01 | 20 mm | Item316 | 2 | Nos | 10 |  |  | Excess(+) | 1 | Full Conversion | INR | [40 empty] | #VALUE! | #VALUE! | #VALUE! | 2 | Construction of chamber for 100mm sluices valve | item3 | 10 | Nos
74.02 | 25 mm | Item317 | 1 | Nos | 10 |  |  | Excess(+) | 1 | Full Conversion | INR | [40 empty] | #VALUE! | #VALUE! | #VALUE! | 3 | Supplying, Conveying and fixing spls. Including ea | item4 | 10 | Nos
75 | Providing & fixing of Brass ball valve of following size with compatible to proportioning Copper/MS pipe i/c all necessary accessories, support /hangers, including old dismantling if any complete as reqd. | Item318 | [52 empty] | 1.01 | Supplying, Conveying and fixing spls. Including eart | item1 | 123.223 | Nos
75.01 | 20 mm | Item319 | 1 | Nos | 10 |  |  | Excess(+) | 1 | Full Conversion | INR | [40 empty] | #VALUE! | #VALUE! | #VALUE! | 1.02 | Construction of chamber for 100mm sluice plates | item2 | 213 | Nos
75.02 | 25 mm | Item320 | 1 | Nos | 10 |  |  | Excess(+) | 1 | Full Conversion | INR | [40 empty] | #VALUE! | #VALUE! | #VALUE! | 2 | Construction of chamber for 100mm sluices valve | item3 | 10 | Nos
76 | Providing & fixing of SS ball valve of following size with compatible to proportioning Copper/MS pipe i/c all necessary accessories, support /hangers, including old dismantling if any complete as reqd. | Item321 | [52 empty] | 3 | Supplying, Conveying and fixing spls. Including ea | item4 | 10 | Nos
76.01 | 20 mm | Item322 | 1 | Nos | 10 |  |  | Excess(+) | 1 | Full Conversion | INR | [40 empty] | #VALUE! | #VALUE! | #VALUE! | 1.01 | Supplying, Conveying and fixing spls. Including eart | item1 | 123.223 | Nos
76.02 | 25 mm | Item323 | 1 | Nos | 10 |  |  | Excess(+) | 1 | Full Conversion | INR | [40 empty] | #VALUE! | #VALUE! | #VALUE! | 1.02 | Construction of chamber for 100mm sluice plates | item2 | 213 | Nos
76.03 | 32 mm | Item324 | 1 | Nos | 10 |  |  | Excess(+) | 1 | Full Conversion | INR | [40 empty] | #VALUE! | #VALUE! | #VALUE! | 2 | Construction of chamber for 100mm sluices valve | item3 | 10 | Nos
76.04 | 40 mm | Item325 | 1 | Nos | 10 |  |  | Excess(+) | 1 | Full Conversion | INR | [40 empty] | #VALUE! | #VALUE! | #VALUE! | 1.01 | Supplying, Conveying and fixing spls. Including eart | item1 | 123.223 | Nos
77 | Providing & fixing in position the mercury in glass industrial type thermometers. | Item326 | 4 | Nos | 10 |  |  | Excess(+) | 1 | Full Conversion | INR | [40 empty] | #VALUE! | #VALUE! | #VALUE! | 1.02 | Construction of chamber for 100mm sluice plates | item2 | 213 | Nos
78 | Providing and fixing in position the 0-150 PSIG industrial type pressure gauges with gun metal / brass petcock valves & MS nipple, socket etc complete as required | Item327 | 4 | Nos | 10 |  |  | Excess(+) | 1 | Full Conversion | INR | [40 empty] | #VALUE! | #VALUE! | #VALUE! | 2 | Construction of chamber for 100mm sluices valve | item3 | 10 | Nos
79 | Providing & fixing of Brass Air-Vent of following size with compatible Copper/MS pipe i/c all necessary accessories & dismantling old if any complete as reqd. | Item328 | [52 empty] | 1.02 | Construction of chamber for 100mm sluice plates | item2 | 213 | Nos
79.01 | 20 mm | Item329 | 1 | Nos | 10 |  |  | Excess(+) | 1 | Full Conversion | INR | [40 empty] | #VALUE! | #VALUE! | #VALUE! | 2 | Construction of chamber for 100mm sluices valve | item3 | 10 | Nos
79.02 | 25 mm | Item330 | 1 | Nos | 10 |  |  | Excess(+) | 1 | Full Conversion | INR | [40 empty] | #VALUE! | #VALUE! | #VALUE! | 3 | Supplying, Conveying and fixing spls. Including ea | item4 | 10 | Nos
80 | Providing and fixing, testing & commissioning the Capacitor of following capacity in the existing FCU i/c all necessary accessories & dismantling old if any complete as reqd. | Item331 | [52 empty] | 1.01 | Supplying, Conveying and fixing spls. Including eart | item1 | 123.223 | Nos
80.01 | 2.5 mfd | Item332 | 1 | Nos | 10 |  |  | Excess(+) | 1 | Full Conversion | INR | [40 empty] | #VALUE! | #VALUE! | #VALUE! | 1.02 | Construction of chamber for 100mm sluice plates | item2 | 213 | Nos
80.02 | 4.0 mfd | Item333 | 1 | Nos | 10 |  |  | Excess(+) | 1 | Full Conversion | INR | [40 empty] | #VALUE! | #VALUE! | #VALUE! | 2 | Construction of chamber for 100mm sluices valve | item3 | 10 | Nos
81 | Providing & fixing 20 Swg GI Drain tray with 9/13 mm nitrile/XLPE insulation of suitable size for FCU (1.5 to 3.5 TR) capacity i/c fabricating, cutting, molding drain nozzle duly painted/epoxy coating & dismantling old if any, complete as reqd. | Item334 | 1 | Job | 10 |  |  | Excess(+) | 1 | Full Conversion | INR | [40 empty] | #VALUE! | #VALUE! | #VALUE! | 3 | Supplying, Conveying and fixing spls. Including ea | item4 | 10 | Nos
82 | Providing and fixing remote control with PCB & Handset in fan coil units of following Capacity re-commissioning i/c dismantling old if any etc. complete as reqd. | Item335 | [52 empty] | 1.01 | Supplying, Conveying and fixing spls. Including eart | item1 | 123.223 | Nos
82.01 | Up to 1.5 TR Capacity | Item336 | 1 | Nos. | 10 |  |  | Excess(+) | 1 | Full Conversion | INR | [40 empty] | #VALUE! | #VALUE! | #VALUE! | 1.02 | Construction of chamber for 100mm sluice plates | item2 | 213 | Nos
82.02 | 2.0 TR to 3.5 TR Capacity | Item337 | 1 | Nos. | 10 |  |  | Excess(+) | 1 | Full Conversion | INR | [40 empty] | #VALUE! | #VALUE! | #VALUE! | 2 | Construction of chamber for 100mm sluices valve | item3 | 10 | Nos
83 | Providing and fixing of Air-blower in fan coil units of following Capacity re-commissioning i/c dismantling old if any etc. complete as reqd. | Item338 | [52 empty] | 1.01 | Supplying, Conveying and fixing spls. Including eart | item1 | 123.223 | Nos
83.01 | Up to 2 TR Capacity | Item339 | 2 | Nos. | 10 |  |  | Excess(+) | 1 | Full Conversion | INR | [40 empty] | #VALUE! | #VALUE! | #VALUE! | 1.02 | Construction of chamber for 100mm sluice plates | item2 | 213 | Nos
83.02 | 2.1 TR to 3.0 TR Capacity | Item340 | 2 | Nos. | 10 |  |  | Excess(+) | 1 | Full Conversion | INR | [40 empty] | #VALUE! | #VALUE! | #VALUE! | 2 | Construction of chamber for 100mm sluices valve | item3 | 10 | Nos
84 | Servicing, descaling,overhauling, testing and commissioning of FCU (wall/floor/ceiling mounted type) of following capacity including Dismantling , motor oiling, cleaning fans,filter,descaling cooling coil, valves and removing leakage, painting of rusted parts etc. as complete required. | Item341 | [52 empty] | 1.02 | Construction of chamber for 100mm sluice plates | item2 | 213 | Nos
84.01 | Up to 2.0 TR Capacity | Item342 | 4 | Nos | 10 |  |  | Excess(+) | 1 | Full Conversion | INR | [40 empty] | #VALUE! | #VALUE! | #VALUE! | 2 | Construction of chamber for 100mm sluices valve | item3 | 10 | Nos
84.02 | 2.0 TR to 3.5 TR Capacity | Item343 | 2 | Nos | 10 |  |  | Excess(+) | 1 | Full Conversion | INR | [40 empty] | #VALUE! | #VALUE! | #VALUE! | 3 | Supplying, Conveying and fixing spls. Including ea | item4 | 10 | Nos
85 | Rewinding of burnt single phase FCU fan motor of following capacity with material(i.e.-copper wire, varnish and associated insulation material ) as per original design of standard manufacturer, including dismantling and refixing of motor with accessories in existing FCU along with connecting , testing and commissioning as reqd. | Item344 | [52 empty] | 1.01 | Supplying, Conveying and fixing spls. Including eart | item1 | 123.223 | Nos
85.01 | Up to 2.0 TR Capacity | Item345 | 2 | Nos | 10 |  |  | Excess(+) | 1 | Full Conversion | INR | [40 empty] | #VALUE! | #VALUE! | #VALUE! | 1.02 | Construction of chamber for 100mm sluice plates | item2 | 213 | Nos
85.02 | 2.0 TR to 3.5 TR Capacity | Item346 | 1 | Nos | 10 |  |  | Excess(+) | 1 | Full Conversion | INR | [40 empty] | #VALUE! | #VALUE! | #VALUE! | 2 | Construction of chamber for 100mm sluices valve | item3 | 10 | Nos
86 | Dismantling and refixng of old grill and diffuser, VCD after cleaning as reqd. | Item347 | 1 | Sqm | 10 |  |  | Excess(+) | 1 | Full Conversion | INR | [40 empty] | #VALUE! | #VALUE! | #VALUE! | 3 | Supplying, Conveying and fixing spls. Including ea | item4 | 10 | Nos
87 | Supply & fixing of washable nylon/synthetic/wooven fiber pre Air-filter with Al. frame etc complete of any size FCU complete as reqd. | Item348 | [52 empty] | 1.01 | Supplying, Conveying and fixing spls. Including eart | item1 | 123.223 | Nos
87.01 | Up to 2.0 TR Capacity | Item349 | 1 | Nos | 10 |  |  | Excess(+) | 1 | Full Conversion | INR | [40 empty] | #VALUE! | #VALUE! | #VALUE! | 1.02 | Construction of chamber for 100mm sluice plates | item2 | 213 | Nos
87.02 | Above 2.0 TR to 3.5 TR Capacity | Item350 | 1 | Nos | 10 |  |  | Excess(+) | 1 | Full Conversion | INR | [40 empty] | #VALUE! | #VALUE! | #VALUE! | 2 | Construction of chamber for 100mm sluices valve | item3 | 10 | Nos
88 | Dismantling of Fan coil unit of Hi-wall/wall/floor mounted or ceiling suspended type up to 3.5 TR capacity including filter and valves etc. Complete as required. | Item351 | 4 | Nos | 10 |  |  | Excess(+) | 1 | Full Conversion | INR | [40 empty] | #VALUE! | #VALUE! | #VALUE! | 1.01 | Supplying, Conveying and fixing spls. Including eart | item1 | 123.223 | Nos
89 | Installation, testing & commissioning of FCU (Hi-wall/Floor/Wall mounted or ceiling suspended type of following size at new location including fashner, hangers, supports etc. complete as reqd. (Labour with supports) | Item352 | [52 empty] | 1.02 | Construction of chamber for 100mm sluice plates | item2 | 213 | Nos
89.01 | Up to 2.0 TR Capacity with accessories | Item353 | 2 | Nos | 10 |  |  | Excess(+) | 1 | Full Conversion | INR | [40 empty] | #VALUE! | #VALUE! | #VALUE! | 2 | Construction of chamber for 100mm sluices valve | item3 | 10 | Nos
89.02 | 2.1 TR to 3.5 TR Capacity with accessories | Item354 | 2 | Nos | 100 |  |  | Excess(+) | 1 | Full Conversion | INR | [40 empty] | #VALUE! | #VALUE! | #VALUE! | 1.02 | Construction of chamber for 100mm sluice plates | item2 | 213 | Nos
90 | Installation, testing & commissioning of FCU (Hi-wall/Floor/Wall mounted or ceiling suspended type of following size at new location including fashner, hangers, supports etc. complete as reqd. (Labour without supports) | Item355 | [52 empty] | 2 | Construction of chamber for 100mm sluices valve | item3 | 10 | Nos
90.01 | Up to 2.0 TR Capacity with accessories | Item356 | 10 | Nos | 10 |  |  | Excess(+) | 1 | Full Conversion | INR | [40 empty] | #VALUE! | #VALUE! | #VALUE! | 3 | Supplying, Conveying and fixing spls. Including ea | item4 | 10 | Nos
90.02 | 2.1 TR to 3.5 TR Capacity with accessories | Item357 | 2 | Nos | 10 |  |  | Excess(+) | 1 | Full Conversion | INR | [40 empty] | #VALUE! | #VALUE! | #VALUE! | 1.01 | Supplying, Conveying and fixing spls. Including eart | item1 | 123.223 | Nos
91 | Servicing, Overhauling, oiling, greasing, & re-installation of FCUs fan motor of single phase as per original design with replacement of required materials including Dismantling & refixing of motor & accessories(Bush/Bearing) in existing FCU. complete as reqd. | Item358 | [52 empty] | 1.02 | Construction of chamber for 100mm sluice plates | item2 | 213 | Nos
91.01 | Up to 3.5 TR Capacity fan motor | Item359 | 4 | Nos | 10 |  |  | Excess(+) | 1 | Full Conversion | INR | [40 empty] | #VALUE! | #VALUE! | #VALUE! | 2 | Construction of chamber for 100mm sluices valve | item3 | 10 | Nos
92 | Supply and fixing of high carbon steel shaft approved make for fan motor of FCU of following capacity (length of shaft and rpm shall be as original i.c. old dismantling if any complete as reqd. | Item360 | [52 empty] | 3 | Supplying, Conveying and fixing spls. Including ea | item4 | 10 | Nos
92.01 | Up to 2.0 TR Capacity | Item361 | 1 | Nos | 10 |  |  | Excess(+) | 1 | Full Conversion | INR | [40 empty] | #VALUE! | #VALUE! | #VALUE! | 1.01 | Supplying, Conveying and fixing spls. Including eart | item1 | 123.223 | Nos
92.02 | Above 2.1 TR to 3.5 TR capacity | Item362 | 1 | Nos | 10 |  |  | Excess(+) | 1 | Full Conversion | INR | [40 empty] | #VALUE! | #VALUE! | #VALUE! | 1.02 | Construction of chamber for 100mm sluice plates | item2 | 213 | Nos
93 | Removing & cleaning old paint and Repainting of FCU with acrylic emulsion paint of approved brand and manufacture to give an even shade complete as reqd. | Item363 | [52 empty] | 2 | Construction of chamber for 100mm sluices valve | item3 | 10 | Nos
93.01 | Up to 2.0 TR Capacity | Item364 | 1 | Nos | 10 |  |  | Excess(+) | 1 | Full Conversion | INR | [40 empty] | #VALUE! | #VALUE! | #VALUE! | 1.01 | Supplying, Conveying and fixing spls. Including eart | item1 | 123.223 | Nos
93.02 | Above 2.1 TR to 3.5 TR capacity | Item365 | 1 | Nos | 10 |  |  | Excess(+) | 1 | Full Conversion | INR | [40 empty] | #VALUE! | #VALUE! | #VALUE! | 1.02 | Construction of chamber for 100mm sluice plates | item2 | 213 | Nos
94 | Providing & fixing of Thermal protecting layer (double coat ) painting over exposed MS/copper pipe insulation outer surface with approved make chemical, shade and glass cloth as per standard specification compete as required. | Item366 | [52 empty] | 2 | Construction of chamber for 100mm sluices valve | item3 | 10 | Nos
94.01 | 20 mm | Item367 | 1 | Mtr | 100 |  |  | Excess(+) | 1 | Full Conversion | INR | [40 empty] | #VALUE! | #VALUE! | #VALUE! | 1.02 | Construction of chamber for 100mm sluice plates | item2 | 213 | Nos
94.02 | 25 mm | Item368 | 1 | Mtr | 10 |  |  | Excess(+) | 1 | Full Conversion | INR | [40 empty] | #VALUE! | #VALUE! | #VALUE! | 2 | Construction of chamber for 100mm sluices valve | item3 | 10 | Nos
94.03 | 32 mm | Item369 | 1 | Mtr | 10 |  |  | Excess(+) | 1 | Full Conversion | INR | [40 empty] | #VALUE! | #VALUE! | #VALUE! | 3 | Supplying, Conveying and fixing spls. Including ea | item4 | 10 | Nos
94.04 | 40 mm | Item370 | 1 | Mtr | 10 |  |  | Excess(+) | 1 | Full Conversion | INR | [40 empty] | #VALUE! | #VALUE! | #VALUE! | 1.01 | Supplying, Conveying and fixing spls. Including eart | item1 | 123.223 | Nos
94.05 | 50 mm | Item371 | 1 | Mtr | 10 |  |  | Excess(+) | 1 | Full Conversion | INR | [40 empty] | #VALUE! | #VALUE! | #VALUE! | 1.02 | Construction of chamber for 100mm sluice plates | item2 | 213 | Nos
94.06 | 65 mm | Item372 | 1 | Mtr | 10 |  |  | Excess(+) | 1 | Full Conversion | INR | [40 empty] | #VALUE! | #VALUE! | #VALUE! | 2 | Construction of chamber for 100mm sluices valve | item3 | 10 | Nos
94.07 | 80 mm | Item373 | 1 | Mtr | 10 |  |  | Excess(+) | 1 | Full Conversion | INR | [40 empty] | #VALUE! | #VALUE! | #VALUE! | 3 | Supplying, Conveying and fixing spls. Including ea | item4 | 10 | Nos
95 | Making wall opening up to 750 mm dia/Suitable in any type / thick of wall for pipe/duct etc and re-closing the opening with brick, sand, cement and plaster up to 20 mm i/c re-painting as per existing desigine/shape complete as required. | Item374 | 2 | Job | 10 |  |  | Excess(+) | 1 | Full Conversion | INR | [40 empty] | #VALUE! | #VALUE! | #VALUE! | 1.01 | Supplying, Conveying and fixing spls. Including eart | item1 | 123.223 | Nos
96 | Supplying and fixing taper-lock Pulleys including bush & key for AHU motor & blowers of following size including dismantling of defective pulley complete as required. ( Make-Fenner/skf ) | Item375 | [52 empty] | 1.02 | Construction of chamber for 100mm sluice plates | item2 | 213 | Nos
96.01 | Upto 71 x 2 SPA | Item376 | 1 | Nos | 10 |  |  | Excess(+) | 1 | Full Conversion | INR | [40 empty] | #VALUE! | #VALUE! | #VALUE! | 2 | Construction of chamber for 100mm sluices valve | item3 | 10 | Nos
96.02 | 75/80/85 x 2 SPA | Item377 | 1 | Nos | 10 |  |  | Excess(+) | 1 | Full Conversion | INR | [40 empty] | #VALUE! | #VALUE! | #VALUE! | 1.01 | Supplying, Conveying and fixing spls. Including eart | item1 | 123.223 | Nos
96.03 | 90/95 x 2 SPA | Item378 | 1 | Nos | 10 |  |  | Excess(+) | 1 | Full Conversion | INR | [40 empty] | #VALUE! | #VALUE! | #VALUE! | 1.02 | Construction of chamber for 100mm sluice plates | item2 | 213 | Nos
96.04 | 100 /106x 2 SPA | Item379 | 1 | Nos | 10 |  |  | Excess(+) | 1 | Full Conversion | INR | [40 empty] | #VALUE! | #VALUE! | #VALUE! | 2 | Construction of chamber for 100mm sluices valve | item3 | 10 | Nos
96.05 | 112/118 x 2 SPA | Item380 | 1 | Nos | 100 |  |  | Excess(+) | 1 | Full Conversion | INR | [40 empty] | #VALUE! | #VALUE! | #VALUE! | 1.02 | Construction of chamber for 100mm sluice plates | item2 | 213 | Nos
96.06 | 125 x 2 SPA | Item381 | 1 | Nos | 10 |  |  | Excess(+) | 1 | Full Conversion | INR | [40 empty] | #VALUE! | #VALUE! | #VALUE! | 2 | Construction of chamber for 100mm sluices valve | item3 | 10 | Nos
96.07 | 132 x 2 SPA | Item382 | 1 | Nos | 10 |  |  | Excess(+) | 1 | Full Conversion | INR | [40 empty] | #VALUE! | #VALUE! | #VALUE! | 3 | Supplying, Conveying and fixing spls. Including ea | item4 | 10 | Nos
96.08 | 140 x 2 SPA | Item383 | 1 | Nos | 10 |  |  | Excess(+) | 1 | Full Conversion | INR | [40 empty] | #VALUE! | #VALUE! | #VALUE! | 1.01 | Supplying, Conveying and fixing spls. Including eart | item1 | 123.223 | Nos
97 | Dismantling of cooling tower for removing of existing fills and depositing at the required place instructed by Engineer Incharge complete as reqd (upto 150 TR CT) | Item384 | 1 | Jobs | 10 |  |  | Excess(+) | 1 | Full Conversion | INR | [40 empty] | #VALUE! | #VALUE! | #VALUE! | 1.02 | Construction of chamber for 100mm sluice plates | item2 | 213 | Nos
98 | Complete cleaning of FRP Basin & cooling tower by chemical etc complete as reqd. (upto 150 TR CT) | Item385 | 1 | Jobs | 10 |  |  | Excess(+) | 1 | Full Conversion | INR | [40 empty] | #VALUE! | #VALUE! | #VALUE! | 2 | Construction of chamber for 100mm sluices valve | item3 | 10 | Nos
99 | Providing & Fixing of PVC fills of size 600x300x150mm as in existing cooling tower capable required capacity, Bell make, Model No.FD2018S complete as reqd. (Mihir Make or equivalent). | Item386 | 13 | Nos | 10 |  |  | Excess(+) | 1 | Full Conversion | INR | [40 empty] | #VALUE! | #VALUE! | #VALUE! | 3 | Supplying, Conveying and fixing spls. Including ea | item4 | 10 | Nos
100 | Providing & Fixing of PVC drift eleminator in existing cooling tower as per required capacity, Bell make, Model No. FD2018S complete as reqd. | Item387 | 2 | Nos | 10 |  |  | Excess(+) | 1 | Full Conversion | INR | [40 empty] | #VALUE! | #VALUE! | #VALUE! | 1.01 | Supplying, Conveying and fixing spls. Including eart | item1 | 123.223 | Nos
101 | Complete Re-assembling of cooling tower i/c testing & re- commissioning with painting on the rusted parts. (upto 150 TR CT) | Item388 | 1 | Jobs | 10 |  |  | Excess(+) | 1 | Full Conversion | INR | [40 empty] | #VALUE! | #VALUE! | #VALUE! | 1.02 | Construction of chamber for 100mm sluice plates | item2 | 213 | Nos
102 | Supply installation testing and commissioning of water strainer for softener distribution of make Ion Exchange or its equivalent. Including replacement of old and defective water strainer compleate as required. | Item389 | [52 empty] | 2 | Construction of chamber for 100mm sluices valve | item3 | 10 | Nos
102.01 | Tube size 4 inch | Item390 | 1 | Nos. | 10 |  |  | Excess(+) | 1 | Full Conversion | INR | [40 empty] | #VALUE! | #VALUE! | #VALUE! | 1.01 | Supplying, Conveying and fixing spls. Including eart | item1 | 123.223 | Nos
103 | Servicing and cleaning of water spray nozzles i/c opening & re-filling i/c replacement of gasket etc. complete as reqd. | Item391 | 31 | Nos | 10 |  |  | Excess(+) | 1 | Full Conversion | INR | [40 empty] | #VALUE! | #VALUE! | #VALUE! | 1.02 | Construction of chamber for 100mm sluice plates | item2 | 213 | Nos
104 | Dismantaling and Cleaning of FRP type twin cell water softner i/c connecting pipes and valves etc. | Item392 | 1 | Jobs | 10 |  |  | Excess(+) | 1 | Full Conversion | INR | [40 empty] | #VALUE! | #VALUE! | #VALUE! | 2 | Construction of chamber for 100mm sluices valve | item3 | 10 | Nos
105 | Re-assembling of FRP type twin cell water softner i/c testing & re- commissioning with necessary fittings. | Item393 | 1 | Jobs | 100 |  |  | Excess(+) | 1 | Full Conversion | INR | [40 empty] | #VALUE! | #VALUE! | #VALUE! | 1.02 | Construction of chamber for 100mm sluice plates | item2 | 213 | Nos
Total in Figures | [51 empty] | #VALUE! | #VALUE! | #VALUE! | 4 | Construction of chamber for 100mm sluice plates | item5 | 10 | Nos
Quoted Rate in Figures |  |  |  | Select | [47 empty] | 0 | 0 | #VALUE!
Quoted Rate in Words |  | #VALUE!
Validate
Print
Help

## Macros
Please Enable Macros to View BoQ information