## BoQ1 (hidden)
Percentage BoQ
BoQ_Ver3.1 | Percentage | Normal | INR Only | INR
Select, At Par, Excess (+), Less (-) |  | IOCL
Tender Inviting Authority: Superintending Engineer, IWD, IIT, Kanpur
Name of Work: Construction of new toilet block F both side after demolishing of existing toilet block including repairing of damaged structure and modification of railing at Hall-IV
Contract No: 25/C/D1/2020-21/01
Name of the Bidder/ Bidding Firm / Company :
PRICE SCHEDULE (This BOQ template must not be modified/replaced by the bidder and the same should be uploaded after filling the relevant columns, else the bidder is liable to be rejected for this tender. Bidders are allowed to enter the Bidder Name and Values only )
NUMBER # | TEXT # | TEXT # | NUMBER # | TEXT # | NUMBER | NUMBER | TEXT | TEXT # | NUMBER # | TEXT# | TEXT # | NUMBER # | NUMBER | NUMBER | NUMBER | NUMBER | TEXT | TEXT | NUMBER | NUMBER | NUMBER | NUMBER | TEXT | TEXT | NUMBER | NUMBER | NUMBER | NUMBER | TEXT | TEXT | NUMBER | NUMBER | NUMBER | NUMBER | TEXT | TEXT | NUMBER | NUMBER | NUMBER | NUMBER | TEXT | TEXT | NUMBER | NUMBER | NUMBER # | NUMBER # | TEXT | TEXT | NUMBER # | NUMBER # | DATE | NUMBER # | NUMBER # | TEXT #
Sl. No. | Item Description | Item Code / Make | Quantity | Units | Estimated Rate in Rs. P |  |  | Addition / Deduction | Addition / Deduction Values | Currency Convertion against each Item | Quoted Currency in INR / Other Currency | BASIC RATE In Figures To be entered by the Bidder Rs. P | Excise Duty | VAT | Freight Charges ( Unloading & Stacking) | Any Other Taxes/Duties/Levies |  |  | Other Taxes 2 | IIIrd Party i.e DGS&D / RITES etc Inspection Charges @0.34%+Service Tax | Less for Cenvat Credit,if any respect of Supplies Under full Excise Duty Category | [30 empty] | TOTAL AMOUNT Without Taxes in Rs. P | TOTAL AMOUNT With Taxes | TOTAL AMOUNT In Words
1 | 2 | 3 | 4 | 5 | 6 | 7 | 8 | 9 | 10 | 11 | 12 | 13 | 14 | 15 | 16 | 17 | 18 | 19 | 20 | 21 | 22 | 23 | 24 | 25 | 26 | 27 | 28 | 29 | 30 | 31 | 32 | 33 | 34 | 35 | 36 | 37 | 38 | 39 | 40 | 41 | 42 | 43 | 44 | 45 | 46 | 47 | 48 | 49 | 50 | 51 | 52 | 7 | 54 | 8
1 | EARTH WORK | [53 empty] | 1 | EARTH WORK |  |  | Construction of chamber for 100mm sluices valve | item1 | 10 | 1 Nos
1.01 | Earth work in excavation by mechanical means (Hydraulic excavator) / manual means in foundation trenches or drains (not exceeding 1.5 m in width or 10 sqm on plan), including dressing of sides and ramming of bottoms, lift upto 1.5 m, including getting out the excavated soil and disposal of surplus excavated soil as directed, within a lead of 50 m. | [53 empty] | 1.01 | Earth work in excavation by mechanical means (Hydraulic excavator) / manual means in foundation trenches or drains (not exceeding 1.5 m in width or 10 sqm on plan), including dressing of sides and ramming of bottoms, lift upto 1.5 m, including getting out the excavated soil and disposal of surplus excavated soil as directed, within a lead of 50 m.
1.02 | All kinds of soil. |  | 2.5 | cum | 221.22 |  |  | Excess(+) | 1 | Full Conversion | INR | [40 empty] | #VALUE! | #VALUE! | #VALUE! | 1.02 | All kinds of soil. | 2.5 | cum
1.03 | Excavating trenches of required width for pipes, cables, etc including excavation for sockets, and dressing of sides, ramming of bottoms, depth upto 1.5 m, including getting out the excavated soil, and then returning the soil as required, in layers not exceeding 20 cm in depth, including consolidating each deposited layer by ramming, watering, etc. and disposing of surplus excavated soil as directed, within a lead of 50 m : | [53 empty] | 1.03 | Excavating trenches of required width for pipes, cables, etc including excavation for sockets, and dressing of sides, ramming of bottoms, depth upto 1.5 m, including getting out the excavated soil, and then returning the soil as required, in layers not exceeding 20 cm in depth, including consolidating each deposited layer by ramming, watering, etc. and disposing of surplus excavated soil as directed, within a lead of 50 m :
1.04 | All kinds of soil | [53 empty] | 1.04 | All kinds of soil
1.05 | Pipes, cables etc. exceeding 80 mm dia. but not exceeding 300 mm dia |  | 12 | metre | 319.33 |  |  | Excess(+) | 1 | Full Conversion | INR | [40 empty] | #VALUE! | #VALUE! | #VALUE! | 1.05 | Pipes, cables etc. exceeding 80 mm dia. but not exceeding 300 mm dia | 12 | metre
1.06 | Filling available excavated earth (excluding rock) in trenches, plinth, sides of foundations etc. in layers not exceeding 20cm in depth, consolidating each deposited layer by ramming and watering, lead up to 50 m and lift upto 1.5 m. |  | 23 | cum | 192.59 |  |  | Excess(+) | 1 | Full Conversion | INR | [40 empty] | #VALUE! | #VALUE! | #VALUE! | 1.06 | Filling available excavated earth (excluding rock) in trenches, plinth, sides of foundations etc. in layers not exceeding 20cm in depth, consolidating each deposited layer by ramming and watering, lead up to 50 m and lift upto 1.5 m. | 23 | cum
1.07 | Surface dressing of the ground including removing vegetation and in-equalities not exceeding 15 cm deep and disposal of rubbish, lead up to 50 m and lift up to 1.5 m. | [53 empty] | 1.07 | Surface dressing of the ground including removing vegetation and in-equalities not exceeding 15 cm deep and disposal of rubbish, lead up to 50 m and lift up to 1.5 m.
1.08 | All kinds of soil |  | 550 | sqm | 21.35 |  |  | Excess(+) | 1 | Full Conversion | INR | [40 empty] | #VALUE! | #VALUE! | #VALUE! | 1.08 | All kinds of soil | 550 | sqm
2 | CONCRETE WORK | [53 empty] | 2 | CONCRETE WORK
2.01 | Providing and laying in position cement concrete of specified grade excluding the cost of centering and shuttering - All work up to plinth level : | [53 empty] | 2.01 | Providing and laying in position cement concrete of specified grade excluding the cost of centering and shuttering - All work up to plinth level :
2.02 | 1:3:6 (1 Cement : 3 coarse sand (zone-III) derived from natural sources: 6 graded stone aggregate 20 mm nominal size derived from natural sources). |  | 6.48 | cum | 5488.03 |  |  | Excess(+) | 1 | Full Conversion | INR | [40 empty] | #VALUE! | #VALUE! | #VALUE! | 2.02 | 1:3:6 (1 Cement : 3 coarse sand (zone-III) derived from natural sources: 6 graded stone aggregate 20 mm nominal size derived from natural sources). | 6.48 | cum
2.03 | Providing and laying cement concrete in retaining walls, return walls, walls (any thickness) including attached pilasters, columns, piers, abutments, pillars, posts, struts, buttresses, string or lacing courses, parapets, coping, bed blocks, anchor blocks, plain window sills, fillets, sunken floor etc., up to floor five level, excluding the cost of centering, shuttering and finishing : | [53 empty] | 2.03 | Providing and laying cement concrete in retaining walls, return walls, walls (any thickness) including attached pilasters, columns, piers, abutments, pillars, posts, struts, buttresses, string or lacing courses, parapets, coping, bed blocks, anchor blocks, plain window sills, fillets, sunken floor etc., up to floor five level, excluding the cost of centering, shuttering and finishing :
2.04 | 1:2:4 (1 Cement : 2 coarse sand (zone-III) derived from natural sources : 4 graded stone aggregate 20 mm nominal size derived from natural sources) |  | 10.95 | cum | 7500.66 |  |  | Excess(+) | 1 | Full Conversion | INR | [40 empty] | #VALUE! | #VALUE! | #VALUE! | 2.04 | 1:2:4 (1 Cement : 2 coarse sand (zone-III) derived from natural sources : 4 graded stone aggregate 20 mm nominal size derived from natural sources) | 10.95 | cum
2.05 | Providing and laying damp-proof course 40mm thick with cement concrete 1:2:4 (1 cement : 2 coarse sand derived from natural sources): 4 graded stone aggregate 12.5mm nominal size derived from natural sources) |  | 21 | sqm | 305.04 |  |  | Excess(+) | 1 | Full Conversion | INR | [40 empty] | #VALUE! | #VALUE! | #VALUE! | 2.05 | Providing and laying damp-proof course 40mm thick with cement concrete 1:2:4 (1 cement : 2 coarse sand derived from natural sources): 4 graded stone aggregate 12.5mm nominal size derived from natural sources) | 21 | sqm
2.06 | Extra for providing and mixing water proofing material in cement concrete work in doses by weight of cement as per manufacturer's specification. |  | 2 | per 50kg cement | 49.58 |  |  | Excess(+) | 1 | Full Conversion | INR | [40 empty] | #VALUE! | #VALUE! | #VALUE! | 2.06 | Extra for providing and mixing water proofing material in cement concrete work in doses by weight of cement as per manufacturer's specification. | 2 | per 50kg cement
2.07 | Providing & applying a coat of residual petroleum bitumen of grade of VG-10 of approved quality using 1.7kg per square metre on damp proof course after cleaning the surface with brushes and finally with apiece of cloth lightly soaked in kerosene oil. |  | 21 | sqm | 96.045 |  |  | Excess(+) | 1 | Full Conversion | INR | [40 empty] | #VALUE! | #VALUE! | #VALUE! | 2.07 | Providing & applying a coat of residual petroleum bitumen of grade of VG-10 of approved quality using 1.7kg per square metre on damp proof course after cleaning the surface with brushes and finally with apiece of cloth lightly soaked in kerosene oil. | 21 | sqm
2.08 | Making plinth protection 50mm thick of cement concrete 1:3:6 (1 cement : 3 coarse sand derived from natural sources : 6 graded stone aggregate 20 mm nominal size derived from natural sources) over 75mm thick bed of dry brick ballast 40 mm nominal size, well rammed and consolidated and grouted with fine sand, including necessary excavation, levelling & dressing & finishing the top smooth. |  | 20.71 | sqm | 538.4 |  |  | Excess(+) | 1 | Full Conversion | INR | [40 empty] | #VALUE! | #VALUE! | #VALUE! | 2.08 | Making plinth protection 50mm thick of cement concrete 1:3:6 (1 cement : 3 coarse sand derived from natural sources : 6 graded stone aggregate 20 mm nominal size derived from natural sources) over 75mm thick bed of dry brick ballast 40 mm nominal size, well rammed and consolidated and grouted with fine sand, including necessary excavation, levelling & dressing & finishing the top smooth. | 20.71 | sqm
3 | REINFORCED CEMENT CONCRETE | [53 empty] | 3 | REINFORCED CEMENT CONCRETE
3.01 | Reinforced cement concrete work in walls (any thickness), including attached pilasters, buttresses, plinth and string courses, fillets, columns, pillars, piers, abutments, posts and struts etc. above plinth level up to floor five level, excluding cost of centering, shuttering, finishing and reinforcement | [53 empty] | 3.01 | Reinforced cement concrete work in walls (any thickness), including attached pilasters, buttresses, plinth and string courses, fillets, columns, pillars, piers, abutments, posts and struts etc. above plinth level up to floor five level, excluding cost of centering, shuttering, finishing and reinforcement
3.02 | Reinforced cement concrete work in beams, suspended floors, roofs having slope up to 15° landings, balconies, shelves, chajjas, lintels, bands, plain window sills, staircases and spiral stair cases above plinth level up to floor five level, excluding the cost of centering, shuttering, finishing and reinforcement, with 1:1.5:3 (1 cement: 1.5 coarse sand (zone-III)derived from natural sources: 3 graded stone aggregate 20 mm nominal size derived from natural sources). |  | 13 | cum | 8560.98 |  |  | Excess(+) | 1 | Full Conversion | INR | [40 empty] | #VALUE! | #VALUE! | #VALUE! | 3.02 | Reinforced cement concrete work in beams, suspended floors, roofs having slope up to 15° landings, balconies, shelves, chajjas, lintels, bands, plain window sills, staircases and spiral stair cases above plinth level up to floor five level, excluding the cost of centering, shuttering, finishing and reinforcement, with 1:1.5:3 (1 cement: 1.5 coarse sand (zone-III)derived from natural sources: 3 graded stone aggregate 20 mm nominal size derived from natural sources). | 13 | cum
3.03 | Centering and shuttering including strutting, propping etc. and removal of form for | [53 empty] | 3.03 | Centering and shuttering including strutting, propping etc. and removal of form for
3.04 | Stairs, (excluding landings) except spiral-staircases |  | 6 | sqm | 545.68 |  |  | Excess(+) | 1 | Full Conversion | INR | [40 empty] | #VALUE! | #VALUE! | #VALUE! | 3.04 | Stairs, (excluding landings) except spiral-staircases | 6 | sqm
3.05 | Edges of slabs and breaks in floors and walls | [53 empty] | 3.05 | Edges of slabs and breaks in floors and walls
3.06 | Under 20 cm wide |  | 316 | metre | 151.91 |  |  | Excess(+) | 1 | Full Conversion | INR | [40 empty] | #VALUE! | #VALUE! | #VALUE! | 3.06 | Under 20 cm wide | 316 | metre
3.07 | Extra for additional height in centering, shuttering where ever required with adequate bracing, propping etc., including cost of de-shuttering and decentering at all levels, over a height of 3.5 m, for every additional height of 1 metre or part thereof (Plan area to be measured). | [53 empty] | 3.07 | Extra for additional height in centering, shuttering where ever required with adequate bracing, propping etc., including cost of de-shuttering and decentering at all levels, over a height of 3.5 m, for every additional height of 1 metre or part thereof (Plan area to be measured).
3.08 | Suspended floors, roofs, landing, beams and balconies (Plan area to be measured) |  | 35 | sqm | 252.08 |  |  | Excess(+) | 1 | Full Conversion | INR | [40 empty] | #VALUE! | #VALUE! | #VALUE! | 3.08 | Suspended floors, roofs, landing, beams and balconies (Plan area to be measured) | 35 | sqm
3.09 | Steel reinforcement for R.C.C. work including straightening, cutting, bending, placing in position and binding all complete above plinth level. | [53 empty] | 3.09 | Steel reinforcement for R.C.C. work including straightening, cutting, bending, placing in position and binding all complete above plinth level.
3.1 | Thermo-Mechanically Treated bars of grade Fe-500D or more. |  | 2950 | kg | 73.21 |  |  | Excess(+) | 1 | Full Conversion | INR | [40 empty] | #VALUE! | #VALUE! | #VALUE! | 3.1 | Thermo-Mechanically Treated bars of grade Fe-500D or more. | 2950 | kg
3.11 | Add for plaster drip course/ groove in plastered surface or moulding to R.C.C. projections. |  | 350 | metre | 51.64 |  |  | Excess(+) | 1 | Full Conversion | INR | [40 empty] | #VALUE! | #VALUE! | #VALUE! | 3.11 | Add for plaster drip course/ groove in plastered surface or moulding to R.C.C. projections. | 350 | metre
4 | MASONRY WORK | [53 empty] | 4 | MASONRY WORK
4.01 | Brick work with common burnt clay modular bricks of class designation 7.5 in foundation and plinth in: | [53 empty] | 4.01 | Brick work with common burnt clay modular bricks of class designation 7.5 in foundation and plinth in:
4.02 | Cement Mortar 1:6 (1 cement : 6 coarse sand). |  | 1 | cum | 4649.36 |  |  | Excess(+) | 1 | Full Conversion | INR | [40 empty] | #VALUE! | #VALUE! | #VALUE! | 4.02 | Cement Mortar 1:6 (1 cement : 6 coarse sand). | 1 | cum
4.03 | Brick work with common burnt clay F.P.S. (non modular) bricks of class designation 7.5 in superstructure above plinth level up to floor V level in all shapes and sizes in : | [53 empty] | 4.03 | Brick work with common burnt clay F.P.S. (non modular) bricks of class designation 7.5 in superstructure above plinth level up to floor V level in all shapes and sizes in :
4.04 | Cement mortar 1:6 (1 cement : 6 coarse sand) |  | 16.72 | cum | 6655.37 |  |  | Excess(+) | 1 | Full Conversion | INR | [40 empty] | #VALUE! | #VALUE! | #VALUE! | 4.04 | Cement mortar 1:6 (1 cement : 6 coarse sand) | 16.72 | cum
4.05 | Brick work 7 cm thick with common burnt clay F.P.S. (non modular) brick of class designation 7.5 in cement mortar 1:3 (1 cement : 3 coarse sand) in superstructure above plinth level and upto floor five level. |  | 8.5 | sqm | 657.39 |  |  | Excess(+) | 1 | Full Conversion | INR | [40 empty] | #VALUE! | #VALUE! | #VALUE! | 4.05 | Brick work 7 cm thick with common burnt clay F.P.S. (non modular) brick of class designation 7.5 in cement mortar 1:3 (1 cement : 3 coarse sand) in superstructure above plinth level and upto floor five level. | 8.5 | sqm
4.06 | Half brick masonry with common burnt clay F.P.S. (non modular) bricks of class designation 7.5 in superstructure above plinth level up to floor V level. | [53 empty] | 4.06 | Half brick masonry with common burnt clay F.P.S. (non modular) bricks of class designation 7.5 in superstructure above plinth level up to floor V level.
4.07 | Cement mortar 1:4 (1 cement :4 coarse sand) |  | 39 | sqm | 817.27 |  |  | Excess(+) | 1 | Full Conversion | INR | [40 empty] | #VALUE! | #VALUE! | #VALUE! | 4.07 | Cement mortar 1:4 (1 cement :4 coarse sand) | 39 | sqm
4.08 | Brick work with common burnt clay selected F.P.S. (non modular) bricks of class designation 7.5 in exposed brick work including making horizontal and vertical grooves 10 mm wide 12 mm deep complete in cement mortar 1:6 (1 cement : 6 coarse sand) | [53 empty] | 4.08 | Brick work with common burnt clay selected F.P.S. (non modular) bricks of class designation 7.5 in exposed brick work including making horizontal and vertical grooves 10 mm wide 12 mm deep complete in cement mortar 1:6 (1 cement : 6 coarse sand)
4.09 | Above plinth level upto floor V level |  | 28.13 | cum | 6867.16 |  |  | Excess(+) | 1 | Full Conversion | INR | [40 empty] | #VALUE! | #VALUE! | #VALUE! | 4.09 | Above plinth level upto floor V level | 28.13 | cum
4.1 | Brick edging 7cm wide 11.4 cm deep to plinth protection with common burnt clay F.P.S. (non modular) bricks of class designation 7.5 including grouting with cement mortar 1:4 (1 cement : 4 fine sand). |  | 24.5 | metre | 45.59 |  |  | Excess(+) | 1 | Full Conversion | INR | [40 empty] | #VALUE! | #VALUE! | #VALUE! | 4.1 | Brick edging 7cm wide 11.4 cm deep to plinth protection with common burnt clay F.P.S. (non modular) bricks of class designation 7.5 including grouting with cement mortar 1:4 (1 cement : 4 fine sand). | 24.5 | metre
5 | CLADDING WORK | [53 empty] | 5 | CLADDING WORK
5.01 | Providing and fixing 18 mm thick gang saw cut, mirror polished, premoulded and prepolished, machine cut for kitchen platforms, vanity counters, window sills, facias and similar locations of required size, approved shade, colour and texture laid over 20 mm thick base cement mortar 1:4 (1 cement : 4 coarse sand), joints treated with white cement, mixed with matching pigment, epoxy touch ups, including rubbing, curing, moulding and polishing to edges to give high gloss finish etc. complete at all levels. | [53 empty] | 5.01 | Providing and fixing 18 mm thick gang saw cut, mirror polished, premoulded and prepolished, machine cut for kitchen platforms, vanity counters, window sills, facias and similar locations of required size, approved shade, colour and texture laid over 20 mm thick base cement mortar 1:4 (1 cement : 4 coarse sand), joints treated with white cement, mixed with matching pigment, epoxy touch ups, including rubbing, curing, moulding and polishing to edges to give high gloss finish etc. complete at all levels.
5.02 | Granite of any colour and shade | [53 empty] | 5.02 | Granite of any colour and shade
5.03 | Area of slab over 0.50 sqm |  | 11 | sqm | 3513.94 |  |  | Excess(+) | 1 | Full Conversion | INR | [40 empty] | #VALUE! | #VALUE! | #VALUE! | 5.03 | Area of slab over 0.50 sqm | 11 | sqm
5.04 | Providing edge moulding to 18 mm thick marble stone counters, Vanities etc., including machine polishing to edge to give high gloss finish etc. complete as per design approved by Engineer-in-Charge. | [53 empty] | 5.04 | Providing edge moulding to 18 mm thick marble stone counters, Vanities etc., including machine polishing to edge to give high gloss finish etc. complete as per design approved by Engineer-in-Charge.
5.05 | Marble work |  | 75 | metre | 193.2 |  |  | Excess(+) | 1 | Full Conversion | INR | [40 empty] | #VALUE! | #VALUE! | #VALUE! | 5.05 | Marble work | 75 | metre
5.06 | Extra for providing opening of required size & shape for wash basin/ kitchen sink in kitchen platform, vanity counter and similar location in marble/ Granite/ stone work, including necessary holes for pillar taps etc. including moulding, rubbing and polishing of cut edges etc. complete. |  | 12 | each | 644.06 |  |  | Excess(+) | 1 | Full Conversion | INR | [40 empty] | #VALUE! | #VALUE! | #VALUE! | 5.06 | Extra for providing opening of required size & shape for wash basin/ kitchen sink in kitchen platform, vanity counter and similar location in marble/ Granite/ stone work, including necessary holes for pillar taps etc. including moulding, rubbing and polishing of cut edges etc. complete. | 12 | each
5.07 | Mirror polishing on marble work/Granite work/stone work where ever required to give high gloss finish complete. |  | 220 | sqm | 322.67 |  |  | Excess(+) | 1 | Full Conversion | INR | [40 empty] | #VALUE! | #VALUE! | #VALUE! | 5.07 | Mirror polishing on marble work/Granite work/stone work where ever required to give high gloss finish complete. | 220 | sqm
5.08 | Providing and fixing expansion hold fasteners on C.C. /R.C.C./Brick masonry surface backing including drilling necessary holes and the cost of bolt etc complete. | [53 empty] | 5.08 | Providing and fixing expansion hold fasteners on C.C. /R.C.C./Brick masonry surface backing including drilling necessary holes and the cost of bolt etc complete.
5.09 | Wedge expansion type | [53 empty] | 5.09 | Wedge expansion type
5.1 | Fastener with threaded dia 12 mm |  | 120 | each | 48.31 |  |  | Excess(+) | 1 | Full Conversion | INR | [40 empty] | #VALUE! | #VALUE! | #VALUE! | 5.1 | Fastener with threaded dia 12 mm | 120 | each
5.11 | Providing and fixing Ist quality ceramic glazed wall tiles conforming to IS: 15622 (thickness to be specified by the manufacturer), of approved make, in all colours, shades except burgundy, bottle green, black of any size as approved by Engineer-in-Charge, in skirting, risers of steps and dados, over 12 mm thick bed of cement mortar 1:3 (1 cement : 3 coarse sand) and jointing with grey cement slurry @ 3.3kg per sqm, including pointing in white cement mixed with pigment of matching shade complete. |  | 212 | sqm | 903.38 |  |  | Excess(+) | 1 | Full Conversion | INR | [40 empty] | #VALUE! | #VALUE! | #VALUE! | 5.11 | Providing and fixing Ist quality ceramic glazed wall tiles conforming to IS: 15622 (thickness to be specified by the manufacturer), of approved make, in all colours, shades except burgundy, bottle green, black of any size as approved by Engineer-in-Charge, in skirting, risers of steps and dados, over 12 mm thick bed of cement mortar 1:3 (1 cement : 3 coarse sand) and jointing with grey cement slurry @ 3.3kg per sqm, including pointing in white cement mixed with pigment of matching shade complete. | 212 | sqm
6 | WOOD AND PVC WORK | [53 empty] | 6 | WOOD AND PVC WORK
6.01 | Providing wood work in frames of doors, windows, clerestory windows and other frames, wrought framed and fixed in position with hold fast lugs or with dash fasteners of required dia & length (hold fast lugs or dash fastener shall be paid for separately). | [53 empty] | 6.01 | Providing wood work in frames of doors, windows, clerestory windows and other frames, wrought framed and fixed in position with hold fast lugs or with dash fasteners of required dia & length (hold fast lugs or dash fastener shall be paid for separately).
6.02 | Second class teak wood |  | 0.05 | cum | 114145.59 |  |  | Excess(+) | 1 | Full Conversion | INR | [40 empty] | #VALUE! | #VALUE! | #VALUE! | 6.02 | Second class teak wood | 0.05 | cum
6.03 | Providing and fixing ISI marked flush door shutters conforming to IS : 2202 (Part I) non-decorative type, core of block board construction with frame of 1st class hard wood and well matched commercial 3 ply veneering with vertical grains or cross bands and face veneers on both faces of shutters: | [53 empty] | 6.03 | Providing and fixing ISI marked flush door shutters conforming to IS : 2202 (Part I) non-decorative type, core of block board construction with frame of 1st class hard wood and well matched commercial 3 ply veneering with vertical grains or cross bands and face veneers on both faces of shutters:
6.04 | 35 mm thick including ISI marked Stainless Steel butt hinges with necessary screws |  | 14 | sqm | 1654.27 |  |  | Excess(+) | 1 | Full Conversion | INR | [40 empty] | #VALUE! | #VALUE! | #VALUE! | 6.04 | 35 mm thick including ISI marked Stainless Steel butt hinges with necessary screws | 14 | sqm
6.05 | 25 mm thick (for cupboard) including ISI marked nickel plated bright finished M.S. piano hinges with necessary screws |  | 3 | sqm | 1562.78 |  |  | Excess(+) | 1 | Full Conversion | INR | [40 empty] | #VALUE! | #VALUE! | #VALUE! | 6.05 | 25 mm thick (for cupboard) including ISI marked nickel plated bright finished M.S. piano hinges with necessary screws | 3 | sqm
6.06 | Providing and fixing wire gauge shutters using galvanized M.S. wire gauge of average width of aperture 1.4 mm in both directions with wire of dia 0.63 mm, for doors, windows and clerestory windows with hinges and necessary screws : | [53 empty] | 6.06 | Providing and fixing wire gauge shutters using galvanized M.S. wire gauge of average width of aperture 1.4 mm in both directions with wire of dia 0.63 mm, for doors, windows and clerestory windows with hinges and necessary screws :
6.07 | 35 mm thick shutters | [53 empty] | 6.07 | 35 mm thick shutters
6.08 | with ISI marked M.S. pressed butt hinges bright finished of required size | [53 empty] | 6.08 | with ISI marked M.S. pressed butt hinges bright finished of required size
6.09 | Second class teak wood |  | 2 | sqm | 3701.18 |  |  | Excess(+) | 1 | Full Conversion | INR | [40 empty] | #VALUE! | #VALUE! | #VALUE! | 6.09 | Second class teak wood | 2 | sqm
6.1 | Providing and fixing nickel plated M.S. pipe curtain rods with nickel plated brackets : | [53 empty] | 6.1 | Providing and fixing nickel plated M.S. pipe curtain rods with nickel plated brackets :
6.11 | 20 mm dia (heavy type) |  | 15 | metre | 136.48 |  |  | Excess(+) | 1 | Full Conversion | INR | [40 empty] | #VALUE! | #VALUE! | #VALUE! | 6.11 | 20 mm dia (heavy type) | 15 | metre
6.12 | Providing and fixing M.S. grills of required pattern in frames of windows etc. with M.S. flats, square or round bars etc. including priming coat with approved steel primer all complete. | [53 empty] | 6.12 | Providing and fixing M.S. grills of required pattern in frames of windows etc. with M.S. flats, square or round bars etc. including priming coat with approved steel primer all complete.
6.13 | Fixed to steel windows by welding |  | 1000 | kg | 144.94 |  |  | Excess(+) | 1 | Full Conversion | INR | [40 empty] | #VALUE! | #VALUE! | #VALUE! | 6.13 | Fixed to steel windows by welding | 1000 | kg
6.14 | Providing and fixing ISI marked oxidised M.S. sliding door bolts with nuts and screws etc. complete : | [53 empty] | 6.14 | Providing and fixing ISI marked oxidised M.S. sliding door bolts with nuts and screws etc. complete :
6.15 | 300x16 mm |  | 12 | each | 160.72 |  |  | Excess(+) | 1 | Full Conversion | INR | [40 empty] | #VALUE! | #VALUE! | #VALUE! | 6.15 | 300x16 mm | 12 | each
6.16 | Providing and fixing ISI marked oxidised M.S. tower bolt black finish, (Barrel type) with necessary screws etc. complete : | [53 empty] | 6.16 | Providing and fixing ISI marked oxidised M.S. tower bolt black finish, (Barrel type) with necessary screws etc. complete :
6.17 | 200x10 mm |  | 12 | each | 53.09 |  |  | Excess(+) | 1 | Full Conversion | INR | [40 empty] | #VALUE! | #VALUE! | #VALUE! | 6.17 | 200x10 mm | 12 | each
6.18 | 150x10 mm |  | 12 | each | 46.08 |  |  | Excess(+) | 1 | Full Conversion | INR | [40 empty] | #VALUE! | #VALUE! | #VALUE! | 6.18 | 150x10 mm | 12 | each
6.19 | Providing and fixing ISI marked oxidised M.S. handles conforming to IS:4992 with necessary screws etc. complete : | [53 empty] | 6.19 | Providing and fixing ISI marked oxidised M.S. handles conforming to IS:4992 with necessary screws etc. complete :
6.2 | 125 mm |  | 12 | each | 30.56 |  |  | Excess(+) | 1 | Full Conversion | INR | [40 empty] | #VALUE! | #VALUE! | #VALUE! | 6.2 | 125 mm | 12 | each
6.21 | Providing and fixing aluminium tower bolts, ISI marked, anodised (anodic coating not less than grade AC 10 as per IS : 1868 ) transparent or dyed to required colour or shade, with necessary screws etc. complete : | [53 empty] | 6.21 | Providing and fixing aluminium tower bolts, ISI marked, anodised (anodic coating not less than grade AC 10 as per IS : 1868 ) transparent or dyed to required colour or shade, with necessary screws etc. complete :
6.22 | 150x10 mm |  | 12 | each | 65.76 |  |  | Excess(+) | 1 | Full Conversion | INR | [40 empty] | #VALUE! | #VALUE! | #VALUE! | 6.22 | 150x10 mm | 12 | each
6.23 | 100x10 mm |  | 12 | each | 50.99 |  |  | Excess(+) | 1 | Full Conversion | INR | [40 empty] | #VALUE! | #VALUE! | #VALUE! | 6.23 | 100x10 mm | 12 | each
6.24 | Providing and fixing aluminium handles, ISI marked, anodised (anodic coating not less than grade AC 10 as per IS : 1868) transparent or dyed to required colour or shade, with necessary screws etc. complete : | [53 empty] | 6.24 | Providing and fixing aluminium handles, ISI marked, anodised (anodic coating not less than grade AC 10 as per IS : 1868) transparent or dyed to required colour or shade, with necessary screws etc. complete :
6.25 | 100 mm |  | 46 | each | 46.34 |  |  | Excess(+) | 1 | Full Conversion | INR | [40 empty] | #VALUE! | #VALUE! | #VALUE! | 6.25 | 100 mm | 46 | each
6.26 | Providing and fixing aluminium hanging floor door stopper, ISI marked, anodised (anodic coating not less than grade AC 10 as per IS : 1868) transparent or dyed to required colour and shade, with necessary screws etc. complete. | [53 empty] | 6.26 | Providing and fixing aluminium hanging floor door stopper, ISI marked, anodised (anodic coating not less than grade AC 10 as per IS : 1868) transparent or dyed to required colour and shade, with necessary screws etc. complete.
6.27 | Twin rubber stopper |  | 54 | each | 54.41 |  |  | Excess(+) | 1 | Full Conversion | INR | [40 empty] | #VALUE! | #VALUE! | #VALUE! | 6.27 | Twin rubber stopper | 54 | each
6.28 | Providing and fixing factory made uPVC door frame made of uPVC extruded sections having an overall dimension as below (tolerance ±1mm), with wall thickness 2.0 mm (± 0.2 mm), corners of the door frame to be Jointed with galvanized brackets and stainless steel screws, joints mitred and Plastic welded. The hinge side vertical of the frames reinforced by galvanized M.S. tube of size 19 X 19 mm and 1mm (± 0.1 mm) wall thickness and 3 nos. stainless steel hinges fixed to the frame complete as per manufacturer’s specification and direction of Engineer- in-charge | [53 empty] | 6.28 | Providing and fixing factory made uPVC door frame made of uPVC extruded sections having an overall dimension as below (tolerance ±1mm), with wall thickness 2.0 mm (± 0.2 mm), corners of the door frame to be Jointed with galvanized brackets and stainless steel screws, joints mitred and Plastic welded. The hinge side vertical of the frames reinforced by galvanized M.S. tube of size 19 X 19 mm and 1mm (± 0.1 mm) wall thickness and 3 nos. stainless steel hinges fixed to the frame complete as per manufacturer’s specification and direction of Engineer- in-charge
6.29 | Extruded section profile size 48x40 mm |  | 69 | metre | 194.34 |  |  | Excess(+) | 1 | Full Conversion | INR | [40 empty] | #VALUE! | #VALUE! | #VALUE! | 6.29 | Extruded section profile size 48x40 mm | 69 | metre
6.3 | Providing and fixing to existing door frames. | [53 empty] | 6.3 | Providing and fixing to existing door frames.
6.31 | 24 mm thick factory made PVC door shutters made of styles and rails of a uPVC hollow section of size 59x24 mm and wall thickness 2 mm (± 0.2 mm) with inbuilt edging on both sides. The styles and rails mitred and joint at the corners by means of M.S. galvanised/ plastic brackets of size 75x220 mm having wall thickness 1.0 mm and stainless steel screws. The styles of the shutter reinforced by inserting galvanised M.S. tube of size 20x20 mm and 1 mm (± 0.1 mm) wall thickness. The lock rail made up of 'H' section, a uPVC hollow section of size 100x24 mm and 2 mm (± 0.2 mm) wall thickness, fixed to the shutter styles by means of plastic/galvanised M.S. 'U' cleats. The shutter frame filled with a uPVC multi-chambered single panel of size not less than 620 mm, having over all thickness of 20 mm and 1 mm (± 0.1 mm) wall thickness. The panels filled vertically and tie bar at two places by inserting horizontally 6 mm galvanised M.S. rod and fastened with nuts and washers, complete as per manufacturer's specification and direction of Engineer-in-charge. (For W.C. and bathroom door shutter). |  | 23 | sqm | 1543.8 |  |  | Excess(+) | 1 | Full Conversion | INR | [40 empty] | #VALUE! | #VALUE! | #VALUE! | 6.31 | 24 mm thick factory made PVC door shutters made of styles and rails of a uPVC hollow section of size 59x24 mm and wall thickness 2 mm (± 0.2 mm) with inbuilt edging on both sides. The styles and rails mitred and joint at the corners by means of M.S. galvanised/ plastic brackets of size 75x220 mm having wall thickness 1.0 mm and stainless steel screws. The styles of the shutter reinforced by inserting galvanised M.S. tube of size 20x20 mm and 1 mm (± 0.1 mm) wall thickness. The lock rail made up of 'H' section, a uPVC hollow section of size 100x24 mm and 2 mm (± 0.2 mm) wall thickness, fixed to the shutter styles by means of plastic/galvanised M.S. 'U' cleats. The shutter frame filled with a uPVC multi-chambered single panel of size not less than 620 mm, having over all thickness of 20 mm and 1 mm (± 0.1 mm) wall thickness. The panels filled vertically and tie bar at two places by inserting horizontally 6 mm galvanised M.S. rod and fastened with nuts and washers, complete as per manufacturer's specification and direction of Engineer-in-charge. (For W.C. and bathroom door shutter). | 23 | sqm
7 | STEEL WORK | [53 empty] | 7 | STEEL WORK
7.01 | Structural steel work riveted, bolted or welded in built up sections, trusses and framed work, including cutting, hoisting, fixing in position and applying a priming coat of approved steel primer all complete. |  | 200 | kg | 89.22 |  |  | Excess(+) | 1 | Full Conversion | INR | [40 empty] | #VALUE! | #VALUE! | #VALUE! | 7.01 | Structural steel work riveted, bolted or welded in built up sections, trusses and framed work, including cutting, hoisting, fixing in position and applying a priming coat of approved steel primer all complete. | 200 | kg
7.02 | Providing and fixing factory made ISI marked steel glazed doors, windows and ventilators, side /top /centre hung, with beading and all members such as F7D,F4B, K11 B and K12 B etc. complete of standard rolled steel sections, joints mitred and flash butt welded and sash bars tenoned and riveted, including providing and fixing of hinges, pivots, including priming coat of approved steel primer, but excluding the cost of other fittings, complete all as per approved design, (sectional weight of only steel members shall be measured for payment). | [53 empty] | 7.02 | Providing and fixing factory made ISI marked steel glazed doors, windows and ventilators, side /top /centre hung, with beading and all members such as F7D,F4B, K11 B and K12 B etc. complete of standard rolled steel sections, joints mitred and flash butt welded and sash bars tenoned and riveted, including providing and fixing of hinges, pivots, including priming coat of approved steel primer, but excluding the cost of other fittings, complete all as per approved design, (sectional weight of only steel members shall be measured for payment).
7.03 | Fixing with 15x3 mm lugs 10 cm long embedded in cement concrete block 15x10x10 cm of C.C. 1:3:6 (1 Cement : 3 coarse sand : 6 graded stone aggregate 20 mm nominal size) |  | 50 | kg | 145.99 |  |  | Excess(+) | 1 | Full Conversion | INR | [40 empty] | #VALUE! | #VALUE! | #VALUE! | 7.03 | Fixing with 15x3 mm lugs 10 cm long embedded in cement concrete block 15x10x10 cm of C.C. 1:3:6 (1 Cement : 3 coarse sand : 6 graded stone aggregate 20 mm nominal size) | 50 | kg
7.04 | Steel work welded in built up sections/ framed work, including cutting, hoisting, fixing in position and applying a priming coat of approved steel primer using structural steel etc. as required. | [53 empty] | 7.04 | Steel work welded in built up sections/ framed work, including cutting, hoisting, fixing in position and applying a priming coat of approved steel primer using structural steel etc. as required.
7.05 | In stringers, treads, landings etc. of stair cases, including use of chequered plate wherever required, all complete |  | 600 | kg | 82.11 |  |  | Excess(+) | 1 | Full Conversion | INR | [40 empty] | #VALUE! | #VALUE! | #VALUE! | 7.05 | In stringers, treads, landings etc. of stair cases, including use of chequered plate wherever required, all complete | 600 | kg
7.06 | Providing and fixing hand rail of approved size by welding etc. to steel ladder railing, balcony railing, staircase railing and similar works, including applying priming coat of approved steel primer. | [53 empty] | 7.06 | Providing and fixing hand rail of approved size by welding etc. to steel ladder railing, balcony railing, staircase railing and similar works, including applying priming coat of approved steel primer.
7.07 | M.S. tube |  | 490 | kg | 127.71 |  |  | Excess(+) | 1 | Full Conversion | INR | [40 empty] | #VALUE! | #VALUE! | #VALUE! | 7.07 | M.S. tube | 490 | kg
7.08 | Providing & fixing glass panes with putty and glazing clips in steel doors, windows, clerestory windows, all complete with : | [53 empty] | 7.08 | Providing & fixing glass panes with putty and glazing clips in steel doors, windows, clerestory windows, all complete with :
7.09 | 4.0 mm thick glass panes |  | 8 | sqm | 789.61 |  |  | Excess(+) | 1 | Full Conversion | INR | [40 empty] | #VALUE! | #VALUE! | #VALUE! | 7.09 | 4.0 mm thick glass panes | 8 | sqm
8 | FLOORING | [53 empty] | 8 | FLOORING
8.01 | Cement concrete flooring 1:2:4 (1 cement : 2 coarse sand : 4 graded stone aggregate) finished with a floating coat of neat cement, including cement slurry, but excluding the cost of nosing of steps etc. complete. | [53 empty] | 8.01 | Cement concrete flooring 1:2:4 (1 cement : 2 coarse sand : 4 graded stone aggregate) finished with a floating coat of neat cement, including cement slurry, but excluding the cost of nosing of steps etc. complete.
8.02 | 40 mm thick with 20 mm nominal size stone aggregate |  | 5 | sqm | 436.96 |  |  | Excess(+) | 1 | Full Conversion | INR | [40 empty] | #VALUE! | #VALUE! | #VALUE! | 8.02 | 40 mm thick with 20 mm nominal size stone aggregate | 5 | sqm
8.03 | Cement plaster skirting up to 30 cm height, with cement mortar 1:3 (1 cement : 3 coarse sand), finished with a floating coat of neat cement. | [53 empty] | 8.03 | Cement plaster skirting up to 30 cm height, with cement mortar 1:3 (1 cement : 3 coarse sand), finished with a floating coat of neat cement.
8.04 | 18 mm thick |  | 2 | sqm | 456.95 |  |  | Excess(+) | 1 | Full Conversion | INR | [40 empty] | #VALUE! | #VALUE! | #VALUE! | 8.04 | 18 mm thick | 2 | sqm
8.05 | Cement concrete pavement with 1:2:4 (1 cement : 2 coarse sand : 4 graded stone aggregate 20 mm nominal size), including finishing complete. |  | 1.5 | cum | 6431.48 |  |  | Excess(+) | 1 | Full Conversion | INR | [40 empty] | #VALUE! | #VALUE! | #VALUE! | 8.05 | Cement concrete pavement with 1:2:4 (1 cement : 2 coarse sand : 4 graded stone aggregate 20 mm nominal size), including finishing complete. | 1.5 | cum
8.06 | Providing and fixing glass strips in joints of terrazo/ cement concrete floors. | [53 empty] | 8.06 | Providing and fixing glass strips in joints of terrazo/ cement concrete floors.
8.07 | 40 mm wide and 4 mm thick |  | 30 | metre | 65.89 |  |  | Excess(+) | 1 | Full Conversion | INR | [40 empty] | #VALUE! | #VALUE! | #VALUE! | 8.07 | 40 mm wide and 4 mm thick | 30 | metre
8.08 | Kota stone slab flooring over 20 mm (average) thick base laid over and jointed with grey cement slurry mixed with pigment to match the shade of the slab, including rubbing and polishing complete with base of cement mortar 1 : 4 (1 cement : 4 coarse sand) : | [53 empty] | 8.08 | Kota stone slab flooring over 20 mm (average) thick base laid over and jointed with grey cement slurry mixed with pigment to match the shade of the slab, including rubbing and polishing complete with base of cement mortar 1 : 4 (1 cement : 4 coarse sand) :
8.09 | 25 mm thick |  | 175 | sqm | 1343.14 |  |  | Excess(+) | 1 | Full Conversion | INR | [40 empty] | #VALUE! | #VALUE! | #VALUE! | 8.09 | 25 mm thick | 175 | sqm
8.1 | Kota stone slabs 20 mm thick in risers of steps, skirting, dado and pillars laid on 12 mm (average) thick cement mortar 1:3 (1 cement: 3 coarse sand) and jointed with grey cement slurry mixed with pigment to match the shade of the slabs, including rubbing and polishing complete. |  | 45 | sqm | 1587.07 |  |  | Excess(+) | 1 | Full Conversion | INR | [40 empty] | #VALUE! | #VALUE! | #VALUE! | 8.1 | Kota stone slabs 20 mm thick in risers of steps, skirting, dado and pillars laid on 12 mm (average) thick cement mortar 1:3 (1 cement: 3 coarse sand) and jointed with grey cement slurry mixed with pigment to match the shade of the slabs, including rubbing and polishing complete. | 45 | sqm
8.11 | Extra for Kota stone/ sand stone in treads of steps and risers using single length up to 1.05 metre. |  | 20 | sqm | 29.02 |  |  | Excess(+) | 1 | Full Conversion | INR | [40 empty] | #VALUE! | #VALUE! | #VALUE! | 8.11 | Extra for Kota stone/ sand stone in treads of steps and risers using single length up to 1.05 metre. | 20 | sqm
8.12 | Providing and laying Ceramic glazed floor tiles of size 300x300 mm (thickness to be specified by the manufacturer) of 1st quality conforming to IS : 15622 of approved make in colours such as White, Ivory, Grey, Fume Red Brown, laid on 20 mm thick cement mortar 1:4 (1 Cement : 4 Coarse sand), Jointing with grey cement slurry @ 3.3 kg/sqm including pointing the joints with white cement and matching pigment etc., complete. |  | 95 | sqm | 812.71 |  |  | Excess(+) | 1 | Full Conversion | INR | [40 empty] | #VALUE! | #VALUE! | #VALUE! | 8.12 | Providing and laying Ceramic glazed floor tiles of size 300x300 mm (thickness to be specified by the manufacturer) of 1st quality conforming to IS : 15622 of approved make in colours such as White, Ivory, Grey, Fume Red Brown, laid on 20 mm thick cement mortar 1:4 (1 Cement : 4 Coarse sand), Jointing with grey cement slurry @ 3.3 kg/sqm including pointing the joints with white cement and matching pigment etc., complete. | 95 | sqm
9 | ROOFING | [53 empty] | 9 | ROOFING
9.01 | Providing and laying brick tiles over mumty roofs, grouted with cement mortar 1:3 (1 cement : 3 fine sand) mixed with 2% of integral water proofing compound by weight of cement, over 12 mm layer of cement mortar 1:3 (1 cement : 3 fine sand) and finished neat: | [53 empty] | 9.01 | Providing and laying brick tiles over mumty roofs, grouted with cement mortar 1:3 (1 cement : 3 fine sand) mixed with 2% of integral water proofing compound by weight of cement, over 12 mm layer of cement mortar 1:3 (1 cement : 3 fine sand) and finished neat:
9.02 | With common burnt clay F.P.S. (non modular) brick tiles of class designation 10 |  | 4 | sqm | 451.03 |  |  | Excess(+) | 1 | Full Conversion | INR | [40 empty] | #VALUE! | #VALUE! | #VALUE! | 9.02 | With common burnt clay F.P.S. (non modular) brick tiles of class designation 10 | 4 | sqm
9.03 | Providing gola 75x75 mm in cement concrete 1:2:4 (1 cement : 2 coarse sand : 4 stone aggregate 10 mm and down gauge), including finishing with cement mortar 1:3 (1 cement : 3 fine sand) as per standard design : | [53 empty] | 9.03 | Providing gola 75x75 mm in cement concrete 1:2:4 (1 cement : 2 coarse sand : 4 stone aggregate 10 mm and down gauge), including finishing with cement mortar 1:3 (1 cement : 3 fine sand) as per standard design :
9.04 | In 75x75 mm deep chase |  | 12 | metre | 208.02 |  |  | Excess(+) | 1 | Full Conversion | INR | [40 empty] | #VALUE! | #VALUE! | #VALUE! | 9.04 | In 75x75 mm deep chase | 12 | metre
9.05 | Making khurras 45x45 cm with average minimum thickness of 5 cm cement concrete 1:2:4 (1 cement : 2 coarse sand : 4 graded stone aggregate of 20 mm nominal size) over P.V.C. sheet 1 m x1 m x 400 micron, finished with 12 mm cement plaster 1:3 (1 cement : 3 coarse sand) and a coat of neat cement, rounding the edges and making and finishing the outlet complete. |  | 6 | each | 213.99 |  |  | Excess(+) | 1 | Full Conversion | INR | [40 empty] | #VALUE! | #VALUE! | #VALUE! | 9.05 | Making khurras 45x45 cm with average minimum thickness of 5 cm cement concrete 1:2:4 (1 cement : 2 coarse sand : 4 graded stone aggregate of 20 mm nominal size) over P.V.C. sheet 1 m x1 m x 400 micron, finished with 12 mm cement plaster 1:3 (1 cement : 3 coarse sand) and a coat of neat cement, rounding the edges and making and finishing the outlet complete. | 6 | each
10 | FINISHING | [53 empty] | 10 | FINISHING
10.01 | 12 mm cement plaster of mix : | [53 empty] | 10.01 | 12 mm cement plaster of mix :
10.02 | 1:6 (1 cement: 6 coarse sand) |  | 185 | sqm | 231.08 |  |  | Excess(+) | 1 | Full Conversion | INR | [40 empty] | #VALUE! | #VALUE! | #VALUE! | 10.02 | 1:6 (1 cement: 6 coarse sand) | 185 | sqm
10.03 | 15 mm cement plaster on rough side of single or half brick wall of mix: | [53 empty] | 10.03 | 15 mm cement plaster on rough side of single or half brick wall of mix:
10.04 | 1:6 (1 cement: 6 coarse sand) |  | 500 | sqm | 266.46 |  |  | Excess(+) | 1 | Full Conversion | INR | [40 empty] | #VALUE! | #VALUE! | #VALUE! | 10.04 | 1:6 (1 cement: 6 coarse sand) | 500 | sqm
10.05 | 20 mm cement plaster of mix : | [53 empty] | 10.05 | 20 mm cement plaster of mix :
10.06 | 1:6 (1 cement: 6 coarse sand) |  | 55 | sqm | 315.74 |  |  | Excess(+) | 1 | Full Conversion | INR | [40 empty] | #VALUE! | #VALUE! | #VALUE! | 10.06 | 1:6 (1 cement: 6 coarse sand) | 55 | sqm
10.07 | 6 mm cement plaster of mix : | [53 empty] | 10.07 | 6 mm cement plaster of mix :
10.08 | 1:3 (1 cement : 3 fine sand) |  | 105 | sqm | 199.34 |  |  | Excess(+) | 1 | Full Conversion | INR | [40 empty] | #VALUE! | #VALUE! | #VALUE! | 10.08 | 1:3 (1 cement : 3 fine sand) | 105 | sqm
10.09 | Neat cement punning. |  | 65 | sqm | 55.02 |  |  | Excess(+) | 1 | Full Conversion | INR | [40 empty] | #VALUE! | #VALUE! | #VALUE! | 10.09 | Neat cement punning. | 65 | sqm
10.1 | Pointing on brick work or brick flooring with cement mortar 1:3 (1 cement : 3 fine sand): | [53 empty] | 10.1 | Pointing on brick work or brick flooring with cement mortar 1:3 (1 cement : 3 fine sand):
10.11 | Flush / Ruled/ Struck or weathered pointing |  | 144 | sqm | 167.95 |  |  | Excess(+) | 1 | Full Conversion | INR | [40 empty] | #VALUE! | #VALUE! | #VALUE! | 10.11 | Flush / Ruled/ Struck or weathered pointing | 144 | sqm
10.12 | Distempering with 1st quality acrylic distemper (ready mixed) having VOC content less than 50 gms/litre, of approved manufacturer, of required shade and colour complete, as per manufacturer's specification. | [53 empty] | 10.12 | Distempering with 1st quality acrylic distemper (ready mixed) having VOC content less than 50 gms/litre, of approved manufacturer, of required shade and colour complete, as per manufacturer's specification.
10.13 | Two or more coats on new work |  | 150 | sqm | 76.41 |  |  | Excess(+) | 1 | Full Conversion | INR | [40 empty] | #VALUE! | #VALUE! | #VALUE! | 10.13 | Two or more coats on new work | 150 | sqm
10.14 | Finishing walls with Premium Acrylic Smooth exterior paint with Silicone additives of required shade: | [53 empty] | 10.14 | Finishing walls with Premium Acrylic Smooth exterior paint with Silicone additives of required shade:
10.15 | New work (Two or more coats applied @ 1.43 ltr/10 sqm over and including priming coat of exterior primer applied @ 2.20 kg/10 sqm) |  | 900 | sqm | 141.3 |  |  | Excess(+) | 1 | Full Conversion | INR | [40 empty] | #VALUE! | #VALUE! | #VALUE! | 10.15 | New work (Two or more coats applied @ 1.43 ltr/10 sqm over and including priming coat of exterior primer applied @ 2.20 kg/10 sqm) | 900 | sqm
10.16 | Painting with synthetic enamel paint of approved brand and manufacture to give an even shade : | [53 empty] | 10.16 | Painting with synthetic enamel paint of approved brand and manufacture to give an even shade :
10.17 | Two or more coats on new work |  | 160 | sqm | 106.58 |  |  | Excess(+) | 1 | Full Conversion | INR | [40 empty] | #VALUE! | #VALUE! | #VALUE! | 10.17 | Two or more coats on new work | 160 | sqm
10.18 | Lettering with black Japan paint of approved brand and manufacture |  | 50 | per letter per cm height | 4.12 |  |  | Excess(+) | 1 | Full Conversion | INR | [40 empty] | #VALUE! | #VALUE! | #VALUE! | 10.18 | Lettering with black Japan paint of approved brand and manufacture | 50 | per letter per cm height
10.19 | Providing and applying white cement based putty of average thickness 1 mm, of approved brand and manufacturer, over the plastered wall surface to prepare the surface even and smooth complete. |  | 150 | sqm | 100.96 |  |  | Excess(+) | 1 | Full Conversion | INR | [40 empty] | #VALUE! | #VALUE! | #VALUE! | 10.19 | Providing and applying white cement based putty of average thickness 1 mm, of approved brand and manufacturer, over the plastered wall surface to prepare the surface even and smooth complete. | 150 | sqm
10.2 | Applying priming coats with primer of approved brand and manufacture, having low VOC (Volatile Organic Compound ) content. | [53 empty] | 10.2 | Applying priming coats with primer of approved brand and manufacture, having low VOC (Volatile Organic Compound ) content.
10.21 | With ready mixed pink or grey primer on wood work (hard and soft wood) having VOC content less than 50 grams/ litre |  | 10 | sqm | 50.02 |  |  | Excess(+) | 1 | Full Conversion | INR | [40 empty] | #VALUE! | #VALUE! | #VALUE! | 10.21 | With ready mixed pink or grey primer on wood work (hard and soft wood) having VOC content less than 50 grams/ litre | 10 | sqm
10.22 | Removing dry or oil bound distemper, water proofing cement paint and the like by scrapping, sand papering and preparing the surface smooth including necessary repairs to scratches etc. complete. |  | 50 | sqm | 16 |  |  | Excess(+) | 1 | Full Conversion | INR | [40 empty] | #VALUE! | #VALUE! | #VALUE! | 10.22 | Removing dry or oil bound distemper, water proofing cement paint and the like by scrapping, sand papering and preparing the surface smooth including necessary repairs to scratches etc. complete. | 50 | sqm
10.23 | Painting (one or more coats) on rain water, soil waste and vent pipes and fittings with black anticorrosive bitumastic paint of approved brand and manufacture on old work : | [53 empty] | 10.23 | Painting (one or more coats) on rain water, soil waste and vent pipes and fittings with black anticorrosive bitumastic paint of approved brand and manufacture on old work :
10.24 | 100 mm diameter pipes |  | 150 | metre | 23.81 |  |  | Excess(+) | 1 | Full Conversion | INR | [40 empty] | #VALUE! | #VALUE! | #VALUE! | 10.24 | 100 mm diameter pipes | 150 | metre
10.25 | Painting with synthetic enamel paint of approved brand and manufacture of required colour to give an even shade : | [53 empty] | 10.25 | Painting with synthetic enamel paint of approved brand and manufacture of required colour to give an even shade :
10.26 | One or more coats on old work |  | 70 | sqm | 70.1 |  |  | Excess(+) | 1 | Full Conversion | INR | [40 empty] | #VALUE! | #VALUE! | #VALUE! | 10.26 | One or more coats on old work | 70 | sqm
11 | REPAIRS TO BUILDING | [53 empty] | 11 | REPAIRS TO BUILDING
11.01 | Renewing glass panes and refixing existing wooden fillets: | [53 empty] | 11.01 | Renewing glass panes and refixing existing wooden fillets:
11.02 | Float glass panes of nominal thickness 4 mm (weight not less than 10kg/sqm) |  | 20 | sqm | 867.91 |  |  | Excess(+) | 1 | Full Conversion | INR | [40 empty] | #VALUE! | #VALUE! | #VALUE! | 11.02 | Float glass panes of nominal thickness 4 mm (weight not less than 10kg/sqm) | 20 | sqm
11.03 | Renewal of old putty of glass panes (length) |  | 50 | metre | 37.35 |  |  | Excess(+) | 1 | Full Conversion | INR | [40 empty] | #VALUE! | #VALUE! | #VALUE! | 11.03 | Renewal of old putty of glass panes (length) | 50 | metre
11.04 | Cutting holes of required size in brick masonry wall for fixing of exhaust fan including providing and fixing 300 mm dia PVC pipe conforming BIS-12818 and making good the same etc. complete as per direction of Engineer-in-charge. |  | 12 | each | 193.25 |  |  | Excess(+) | 1 | Full Conversion | INR | [40 empty] | #VALUE! | #VALUE! | #VALUE! | 11.04 | Cutting holes of required size in brick masonry wall for fixing of exhaust fan including providing and fixing 300 mm dia PVC pipe conforming BIS-12818 and making good the same etc. complete as per direction of Engineer-in-charge. | 12 | each
11.05 | Dismantling 15 to 40 mm dia G.I. pipe including stacking of dismantled pipes (within 50 metres lead) as per direction of Engineer-in-Charge. |  | 175 | metre | 2.37 |  |  | Excess(+) | 1 | Full Conversion | INR | [40 empty] | #VALUE! | #VALUE! | #VALUE! | 11.05 | Dismantling 15 to 40 mm dia G.I. pipe including stacking of dismantled pipes (within 50 metres lead) as per direction of Engineer-in-Charge. | 175 | metre
12 | DISMANTLING AND DEMOLISHING | [53 empty] | 12 | DISMANTLING AND DEMOLISHING
12.01 | Demolishing lime concrete manually/ by mechanical means and disposal of material within 50 metres lead as per direction of Engineer- in-charge. |  | 14 | cum | 532.66 |  |  | Excess(+) | 1 | Full Conversion | INR | [40 empty] | #VALUE! | #VALUE! | #VALUE! | 12.01 | Demolishing lime concrete manually/ by mechanical means and disposal of material within 50 metres lead as per direction of Engineer- in-charge. | 14 | cum
12.02 | Demolishing cement concrete manually/ by mechanical means including disposal of material within 50 metres lead as per direction of Engineer - in - charge. | [53 empty] | 12.02 | Demolishing cement concrete manually/ by mechanical means including disposal of material within 50 metres lead as per direction of Engineer - in - charge.
12.03 | Nominal concrete 1:3:6 or richer mix (i/c equivalent design mix) |  | 22 | cum | 1523.41 |  |  | Excess(+) | 1 | Full Conversion | INR | [40 empty] | #VALUE! | #VALUE! | #VALUE! | 12.03 | Nominal concrete 1:3:6 or richer mix (i/c equivalent design mix) | 22 | cum
12.04 | Demolishing R.C.C. work manually/ by mechanical means including stacking of steel bars and disposal of unserviceable material within 50 metres lead as per direction of Engineer - in- charge. |  | 27 | cum | 2222.45 |  |  | Excess(+) | 1 | Full Conversion | INR | [40 empty] | #VALUE! | #VALUE! | #VALUE! | 12.04 | Demolishing R.C.C. work manually/ by mechanical means including stacking of steel bars and disposal of unserviceable material within 50 metres lead as per direction of Engineer - in- charge. | 27 | cum
12.05 | Extra for cutting reinforcement bars manually/ by mechanical means in R.C.C. or R.B. work (Payment shall be made on the cross sectional area of R.C.C. or R.B. work) as per direction of Engineer-in-charge. |  | 10 | sqm | 756.99 |  |  | Excess(+) | 1 | Full Conversion | INR | [40 empty] | #VALUE! | #VALUE! | #VALUE! | 12.05 | Extra for cutting reinforcement bars manually/ by mechanical means in R.C.C. or R.B. work (Payment shall be made on the cross sectional area of R.C.C. or R.B. work) as per direction of Engineer-in-charge. | 10 | sqm
12.06 | Demolishing brick work manually/ by mechanical means including stacking of serviceable material and disposal of unserviceable material within 50 metres lead as per direction of Engineer-in-charge. | [53 empty] | 12.06 | Demolishing brick work manually/ by mechanical means including stacking of serviceable material and disposal of unserviceable material within 50 metres lead as per direction of Engineer-in-charge.
12.07 | In cement mortar |  | 80 | cum | 1288.82 |  |  | Excess(+) | 1 | Full Conversion | INR | [40 empty] | #VALUE! | #VALUE! | #VALUE! | 12.07 | In cement mortar | 80 | cum
12.08 | Removing mortar from bricks and cleaning bricks including stacking within a lead of 50 m (stacks of cleaned bricks shall be measured): | [53 empty] | 12.08 | Removing mortar from bricks and cleaning bricks including stacking within a lead of 50 m (stacks of cleaned bricks shall be measured):
12.09 | From brick work in cement mortar |  | 20000 | 1000 Nos | 4279.61 |  |  | Excess(+) | 1 | Full Conversion | INR | [40 empty] | #VALUE! | #VALUE! | #VALUE! | 12.09 | From brick work in cement mortar | 20000 | 1000 Nos
12.1 | Dismantling doors, windows and clerestory windows (steel or wood) shutter including chowkhats, architrave, holdfasts etc. complete and stacking within 50 metres lead : | [53 empty] | 12.1 | Dismantling doors, windows and clerestory windows (steel or wood) shutter including chowkhats, architrave, holdfasts etc. complete and stacking within 50 metres lead :
12.11 | Of area 3 sq. metres and below |  | 36 | each | 240.68 |  |  | Excess(+) | 1 | Full Conversion | INR | [40 empty] | #VALUE! | #VALUE! | #VALUE! | 12.11 | Of area 3 sq. metres and below | 36 | each
12.12 | Taking out doors, windows and clerestory window shutters (steel or wood) including stacking within 50 metres lead : | [53 empty] | 12.12 | Taking out doors, windows and clerestory window shutters (steel or wood) including stacking within 50 metres lead :
12.13 | Of area 3 sq. metres and below |  | 6 | each | 93.42 |  |  | Excess(+) | 1 | Full Conversion | INR | [40 empty] | #VALUE! | #VALUE! | #VALUE! | 12.13 | Of area 3 sq. metres and below | 6 | each
12.14 | Dismantling steel work in built up sections in angles, tees, flats and channels including all gusset plates, bolts, nuts, cutting rivets, welding etc. including dismembering and stacking within 50 metres lead. |  | 300 | kg | 3.64 |  |  | Excess(+) | 1 | Full Conversion | INR | [40 empty] | #VALUE! | #VALUE! | #VALUE! | 12.14 | Dismantling steel work in built up sections in angles, tees, flats and channels including all gusset plates, bolts, nuts, cutting rivets, welding etc. including dismembering and stacking within 50 metres lead. | 300 | kg
12.15 | Dismantling tile work in floors and roofs laid in cement mortar including stacking material within 50 metres lead. | [53 empty] | 12.15 | Dismantling tile work in floors and roofs laid in cement mortar including stacking material within 50 metres lead.
12.16 | For thickness of tiles 10 mm to 25 mm |  | 60 | sqm | 48.09 |  |  | Excess(+) | 1 | Full Conversion | INR | [40 empty] | #VALUE! | #VALUE! | #VALUE! | 12.16 | For thickness of tiles 10 mm to 25 mm | 60 | sqm
12.17 | Demolishing brick tile covering in terracing including stacking of serviceable material and disposal of unserviceable material within 50 metres lead. |  | 40 | sqm | 69.79 |  |  | Excess(+) | 1 | Full Conversion | INR | [40 empty] | #VALUE! | #VALUE! | #VALUE! | 12.17 | Demolishing brick tile covering in terracing including stacking of serviceable material and disposal of unserviceable material within 50 metres lead. | 40 | sqm
12.18 | Dismantling of flushing cistern of all types (C.I./PVC/Vitrious China) including stacking of useful materials near the site and disposal of unserviceable materials within 50 metres lead. |  | 18 | each | 585.84 |  |  | Excess(+) | 1 | Full Conversion | INR | [40 empty] | #VALUE! | #VALUE! | #VALUE! | 12.18 | Dismantling of flushing cistern of all types (C.I./PVC/Vitrious China) including stacking of useful materials near the site and disposal of unserviceable materials within 50 metres lead. | 18 | each
12.19 | Dismantling old plaster or skirting raking out joints and cleaning the surface for plaster including disposal of rubbish to the dumping ground within 50 metres lead. |  | 500 | sqm | 34.2 |  |  | Excess(+) | 1 | Full Conversion | INR | [40 empty] | #VALUE! | #VALUE! | #VALUE! | 12.19 | Dismantling old plaster or skirting raking out joints and cleaning the surface for plaster including disposal of rubbish to the dumping ground within 50 metres lead. | 500 | sqm
12.2 | Disposal of building rubbish / malba / similar unserviceable, dismantled or waste materials by mechanical means, including loading, transporting, unloading to approved municipal dumping ground or as approved by Engineer-in-charge, beyond 50 m initial lead, for all leads including all lifts involved. |  | 125 | cum | 121.74 |  |  | Excess(+) | 1 | Full Conversion | INR | [40 empty] | #VALUE! | #VALUE! | #VALUE! | 12.2 | Disposal of building rubbish / malba / similar unserviceable, dismantled or waste materials by mechanical means, including loading, transporting, unloading to approved municipal dumping ground or as approved by Engineer-in-charge, beyond 50 m initial lead, for all leads including all lifts involved. | 125 | cum
13 | SANITARY INSTALLATIONS | [53 empty] | 13 | SANITARY INSTALLATIONS
13.01 | Providing and fixing white vitreous china water closet squatting pan (Indian type) : | [53 empty] | 13.01 | Providing and fixing white vitreous china water closet squatting pan (Indian type) :
13.02 | Orissa pattern W.C. pan of size 580x440 mm |  | 6 | each | 2231.04 |  |  | Excess(+) | 1 | Full Conversion | INR | [40 empty] | #VALUE! | #VALUE! | #VALUE! | 13.02 | Orissa pattern W.C. pan of size 580x440 mm | 6 | each
13.03 | Providing and fixing white vitreous china pedestal type (European type/ wash down type) water closet pan. |  | 3 | each | 1996.45 |  |  | Excess(+) | 1 | Full Conversion | INR | [40 empty] | #VALUE! | #VALUE! | #VALUE! | 13.03 | Providing and fixing white vitreous china pedestal type (European type/ wash down type) water closet pan. | 3 | each
13.04 | Providing and fixing 8 mm dia C.P. / S.S. Jet with flexible tube upto 1 metre long with S.S. triangular plate to Eureopean type W.C. of quality and make as approved by Engineer - in - charge. |  | 3 | each | 260.89 |  |  | Excess(+) | 1 | Full Conversion | INR | [40 empty] | #VALUE! | #VALUE! | #VALUE! | 13.04 | Providing and fixing 8 mm dia C.P. / S.S. Jet with flexible tube upto 1 metre long with S.S. triangular plate to Eureopean type W.C. of quality and make as approved by Engineer - in - charge. | 3 | each
13.05 | Providing and fixing solid plastic seat with lid for pedestal type W.C. pan complete : | [53 empty] | 13.05 | Providing and fixing solid plastic seat with lid for pedestal type W.C. pan complete :
13.06 | White solid plastic seat with lid |  | 3 | each | 500.66 |  |  | Excess(+) | 1 | Full Conversion | INR | [40 empty] | #VALUE! | #VALUE! | #VALUE! | 13.06 | White solid plastic seat with lid | 3 | each
13.07 | Providing and fixing CP Brass 32mm size Bottle Trap of approved quality & make and as per the direction of Engineer-in-charge. |  | 12 | each | 774.27 |  |  | Excess(+) | 1 | Full Conversion | INR | [40 empty] | #VALUE! | #VALUE! | #VALUE! | 13.07 | Providing and fixing CP Brass 32mm size Bottle Trap of approved quality & make and as per the direction of Engineer-in-charge. | 12 | each
13.08 | Providing and fixing P.V.C. waste pipe for sink or wash basin including P.V.C. waste fittings complete. | [53 empty] | 13.08 | Providing and fixing P.V.C. waste pipe for sink or wash basin including P.V.C. waste fittings complete.
13.09 | Semi rigid pipe | [53 empty] | 13.09 | Semi rigid pipe
13.1 | 32 mm dia |  | 6 | each | 76.9 |  |  | Excess(+) | 1 | Full Conversion | INR | [40 empty] | #VALUE! | #VALUE! | #VALUE! | 13.1 | 32 mm dia | 6 | each
13.11 | Providing and fixing toilet paper holder : | [53 empty] | 13.11 | Providing and fixing toilet paper holder :
13.12 | C.P. brass |  | 6 | each | 511.84 |  |  | Excess(+) | 1 | Full Conversion | INR | [40 empty] | #VALUE! | #VALUE! | #VALUE! | 13.12 | C.P. brass | 6 | each
13.13 | Providing and fixing soil, waste and vent pipes : | [53 empty] | 13.13 | Providing and fixing soil, waste and vent pipes :
13.14 | 100 mm dia | [53 empty] | 13.14 | 100 mm dia
13.15 | Centrifugally cast (spun) iron socket & spigot (S&S) pipe as per IS: 3989 |  | 160 | metre | 957.65 |  |  | Excess(+) | 1 | Full Conversion | INR | [40 empty] | #VALUE! | #VALUE! | #VALUE! | 13.15 | Centrifugally cast (spun) iron socket & spigot (S&S) pipe as per IS: 3989 | 160 | metre
13.16 | 75 mm diameter : | [53 empty] | 13.16 | 75 mm diameter :
13.17 | Centrifugally cast (spun) iron socketed pipe as per IS: 3989 |  | 7 | metre | 869.84 |  |  | Excess(+) | 1 | Full Conversion | INR | [40 empty] | #VALUE! | #VALUE! | #VALUE! | 13.17 | Centrifugally cast (spun) iron socketed pipe as per IS: 3989 | 7 | metre
13.18 | Providing and fixing M.S. holder-bat clamps of approved design to Sand Cast iron/cast iron (spun) pipe embedded in and including cement concrete blocks 10x10x10 cm of 1:2:4 mix (1 cement : 2 coarse sand : 4 graded stone aggregate 20 mm nominal size), including cost of cutting holes and making good the walls etc. : | [53 empty] | 13.18 | Providing and fixing M.S. holder-bat clamps of approved design to Sand Cast iron/cast iron (spun) pipe embedded in and including cement concrete blocks 10x10x10 cm of 1:2:4 mix (1 cement : 2 coarse sand : 4 graded stone aggregate 20 mm nominal size), including cost of cutting holes and making good the walls etc. :
13.19 | For 100 mm dia pipe |  | 24 | each | 252.04 |  |  | Excess(+) | 1 | Full Conversion | INR | [40 empty] | #VALUE! | #VALUE! | #VALUE! | 13.19 | For 100 mm dia pipe | 24 | each
13.2 | Providing and fixing bend of required degree with access door, insertion rubber washer 3 mm thick, bolts and nuts complete. | [53 empty] | 13.2 | Providing and fixing bend of required degree with access door, insertion rubber washer 3 mm thick, bolts and nuts complete.
13.21 | 100 mm dia | [53 empty] | 13.21 | 100 mm dia
13.22 | Sand cast iron S&S as per IS - 3989 |  | 6 | each | 404.78 |  |  | Excess(+) | 1 | Full Conversion | INR | [40 empty] | #VALUE! | #VALUE! | #VALUE! | 13.22 | Sand cast iron S&S as per IS - 3989 | 6 | each
13.23 | Providing and fixing plain bend of required degree. | [53 empty] | 13.23 | Providing and fixing plain bend of required degree.
13.24 | 100 mm dia | [53 empty] | 13.24 | 100 mm dia
13.25 | Sand cast iron S&S as per IS : 3989 |  | 10 | each | 342.61 |  |  | Excess(+) | 1 | Full Conversion | INR | [40 empty] | #VALUE! | #VALUE! | #VALUE! | 13.25 | Sand cast iron S&S as per IS : 3989 | 10 | each
13.26 | Providing and fixing single equal plain junction of required degree with access door, insertion rubber washer 3 mm thick, bolts and nuts complete. | [53 empty] | 13.26 | Providing and fixing single equal plain junction of required degree with access door, insertion rubber washer 3 mm thick, bolts and nuts complete.
13.27 | 100x100x100 mm | [53 empty] | 13.27 | 100x100x100 mm
13.28 | Sand cast iron S&S as per IS - 3989 |  | 12 | each | 633.54 |  |  | Excess(+) | 1 | Full Conversion | INR | [40 empty] | #VALUE! | #VALUE! | #VALUE! | 13.28 | Sand cast iron S&S as per IS - 3989 | 12 | each
13.29 | Providing and fixing single equal plain junction of required degree : | [53 empty] | 13.29 | Providing and fixing single equal plain junction of required degree :
13.3 | 100x100x100 mm | [53 empty] | 13.3 | 100x100x100 mm
13.31 | Sand cast iron S&S as per IS - 3989 |  | 30 | each | 585.44 |  |  | Excess(+) | 1 | Full Conversion | INR | [40 empty] | #VALUE! | #VALUE! | #VALUE! | 13.31 | Sand cast iron S&S as per IS - 3989 | 30 | each
13.32 | Providing and fixing terminal guard : | [53 empty] | 13.32 | Providing and fixing terminal guard :
13.33 | 100 mm | [53 empty] | 13.33 | 100 mm
13.34 | Sand cast iron S&S as per IS - 3989 |  | 8 | each | 341.43 |  |  | Excess(+) | 1 | Full Conversion | INR | [40 empty] | #VALUE! | #VALUE! | #VALUE! | 13.34 | Sand cast iron S&S as per IS - 3989 | 8 | each
13.35 | Providing and fixing collar : | [53 empty] | 13.35 | Providing and fixing collar :
13.36 | 100 mm | [53 empty] | 13.36 | 100 mm
13.37 | Sand cast iron S&S as per IS - 3989 |  | 52 | each | 359.01 |  |  | Excess(+) | 1 | Full Conversion | INR | [40 empty] | #VALUE! | #VALUE! | #VALUE! | 13.37 | Sand cast iron S&S as per IS - 3989 | 52 | each
13.38 | 75 mm | [53 empty] | 13.38 | 75 mm
13.39 | Sand cast iron S&S as per IS - 3989 |  | 6 | each | 224.73 |  |  | Excess(+) | 1 | Full Conversion | INR | [40 empty] | #VALUE! | #VALUE! | #VALUE! | 13.39 | Sand cast iron S&S as per IS - 3989 | 6 | each
13.4 | Providing lead caulked joints to sand cast iron/centrifugally cast (spun) iron pipes and fittings of diameter : | [53 empty] | 13.4 | Providing lead caulked joints to sand cast iron/centrifugally cast (spun) iron pipes and fittings of diameter :
13.41 | 100 mm |  | 221 | each | 422.14 |  |  | Excess(+) | 1 | Full Conversion | INR | [40 empty] | #VALUE! | #VALUE! | #VALUE! | 13.41 | 100 mm | 221 | each
13.42 | 75 mm |  | 15 | each | 357.65 |  |  | Excess(+) | 1 | Full Conversion | INR | [40 empty] | #VALUE! | #VALUE! | #VALUE! | 13.42 | 75 mm | 15 | each
13.43 | Providing and fixing trap of self cleansing design with screwed down or hinged grating with or without vent arm complete, including cost of cutting and making good the walls and floors : | [53 empty] | 13.43 | Providing and fixing trap of self cleansing design with screwed down or hinged grating with or without vent arm complete, including cost of cutting and making good the walls and floors :
13.44 | 100 mm inlet and 100 mm outlet | [53 empty] | 13.44 | 100 mm inlet and 100 mm outlet
13.45 | Sand cast iron S&S as per IS: 3989 |  | 29 | each | 1326.22 |  |  | Excess(+) | 1 | Full Conversion | INR | [40 empty] | #VALUE! | #VALUE! | #VALUE! | 13.45 | Sand cast iron S&S as per IS: 3989 | 29 | each
13.46 | 100 mm inlet and 75 mm outlet | [53 empty] | 13.46 | 100 mm inlet and 75 mm outlet
13.47 | Sand cast iron S&S as per IS - 3989 |  | 6 | each | 1384.88 |  |  | Excess(+) | 1 | Full Conversion | INR | [40 empty] | #VALUE! | #VALUE! | #VALUE! | 13.47 | Sand cast iron S&S as per IS - 3989 | 6 | each
13.48 | Cutting chases in brick masonry walls for following diameter sand cast iron/centrifugally cast (spun) iron pipes and making good the same with cement concrete 1:3:6 ( 1 cement : 3 coarse sand :6 graded stone aggregate 12.5 mm nominal size), including necessary plaster and pointing in cement mortar 1:4 (1 cement : 4 coarse sand) : | [53 empty] | 13.48 | Cutting chases in brick masonry walls for following diameter sand cast iron/centrifugally cast (spun) iron pipes and making good the same with cement concrete 1:3:6 ( 1 cement : 3 coarse sand :6 graded stone aggregate 12.5 mm nominal size), including necessary plaster and pointing in cement mortar 1:4 (1 cement : 4 coarse sand) :
13.49 | 50 mm dia |  | 15 | metre | 227.14 |  |  | Excess(+) | 1 | Full Conversion | INR | [40 empty] | #VALUE! | #VALUE! | #VALUE! | 13.49 | 50 mm dia | 15 | metre
14 | WATER SUPPLY | [53 empty] | 14 | WATER SUPPLY
14.01 | Providing and fixing G.I. pipes complete with G.I. fittings and clamps, i/c cutting and making good the walls etc. Internal work - Exposed on wall | [53 empty] | 14.01 | Providing and fixing G.I. pipes complete with G.I. fittings and clamps, i/c cutting and making good the walls etc. Internal work - Exposed on wall
14.02 | 15 mm dia nominal bore |  | 10 | metre | 249.8 |  |  | Excess(+) | 1 | Full Conversion | INR | [40 empty] | #VALUE! | #VALUE! | #VALUE! | 14.02 | 15 mm dia nominal bore | 10 | metre
14.03 | 20 mm dia nominal bore |  | 30 | metre | 301.71 |  |  | Excess(+) | 1 | Full Conversion | INR | [40 empty] | #VALUE! | #VALUE! | #VALUE! | 14.03 | 20 mm dia nominal bore | 30 | metre
14.04 | 25 mm dia nominal bore |  | 65 | metre | 384.04 |  |  | Excess(+) | 1 | Full Conversion | INR | [40 empty] | #VALUE! | #VALUE! | #VALUE! | 14.04 | 25 mm dia nominal bore | 65 | metre
14.05 | 32 mm dia nominal bore |  | 53 | metre | 464.45 |  |  | Excess(+) | 1 | Full Conversion | INR | [40 empty] | #VALUE! | #VALUE! | #VALUE! | 14.05 | 32 mm dia nominal bore | 53 | metre
14.06 | 40 mm dia nominal bore |  | 51 | metre | 560.81 |  |  | Excess(+) | 1 | Full Conversion | INR | [40 empty] | #VALUE! | #VALUE! | #VALUE! | 14.06 | 40 mm dia nominal bore | 51 | metre
14.07 | Providing and fixing G.I. Pipes complete with G.I. fittings and clamps, i/c making good the walls etc. concealed pipe, including painting with anti corrosive bitumastic paint, cutting chases and making good the wall : | [53 empty] | 14.07 | Providing and fixing G.I. Pipes complete with G.I. fittings and clamps, i/c making good the walls etc. concealed pipe, including painting with anti corrosive bitumastic paint, cutting chases and making good the wall :
14.08 | 15 mm dia nominal bore |  | 79 | metre | 392.46 |  |  | Excess(+) | 1 | Full Conversion | INR | [40 empty] | #VALUE! | #VALUE! | #VALUE! | 14.08 | 15 mm dia nominal bore | 79 | metre
14.09 | 20 mm dia nominal bore |  | 110 | metre | 433.23 |  |  | Excess(+) | 1 | Full Conversion | INR | [40 empty] | #VALUE! | #VALUE! | #VALUE! | 14.09 | 20 mm dia nominal bore | 110 | metre
14.1 | Providing and fixing G.I. pipes complete with G.I. fittings including trenching and refilling etc. External work | [53 empty] | 14.1 | Providing and fixing G.I. pipes complete with G.I. fittings including trenching and refilling etc. External work
14.11 | 25 mm dia nominal bore |  | 5 | metre | 319.64 |  |  | Excess(+) | 1 | Full Conversion | INR | [40 empty] | #VALUE! | #VALUE! | #VALUE! | 14.11 | 25 mm dia nominal bore | 5 | metre
14.12 | 32 mm dia nominal bore |  | 14 | metre | 372.38 |  |  | Excess(+) | 1 | Full Conversion | INR | [40 empty] | #VALUE! | #VALUE! | #VALUE! | 14.12 | 32 mm dia nominal bore | 14 | metre
14.13 | 40 mm dia nominal bore |  | 8 | metre | 423.63 |  |  | Excess(+) | 1 | Full Conversion | INR | [40 empty] | #VALUE! | #VALUE! | #VALUE! | 14.13 | 40 mm dia nominal bore | 8 | metre
14.14 | Making connection of G.I. distribution branch with G.I. main of following sizes by providing and fixing tee, including cutting and threading the pipe etc. complete : | [53 empty] | 14.14 | Making connection of G.I. distribution branch with G.I. main of following sizes by providing and fixing tee, including cutting and threading the pipe etc. complete :
14.15 | 25 to 40 mm nominal bore |  | 2 | each | 590.49 |  |  | Excess(+) | 1 | Full Conversion | INR | [40 empty] | #VALUE! | #VALUE! | #VALUE! | 14.15 | 25 to 40 mm nominal bore | 2 | each
14.16 | Providing and fixing gun metal gate valve with C.I. wheel of approved quality (screwed end) : | [53 empty] | 14.16 | Providing and fixing gun metal gate valve with C.I. wheel of approved quality (screwed end) :
14.17 | 25 mm nominal bore |  | 10 | each | 435.91 |  |  | Excess(+) | 1 | Full Conversion | INR | [40 empty] | #VALUE! | #VALUE! | #VALUE! | 14.17 | 25 mm nominal bore | 10 | each
14.18 | 20 mm nominal bore |  | 2 | each | 403.51 |  |  | Excess(+) | 1 | Full Conversion | INR | [40 empty] | #VALUE! | #VALUE! | #VALUE! | 14.18 | 20 mm nominal bore | 2 | each
14.19 | 32 mm nominal bore. |  | 4 | each | 509.64 |  |  | Excess(+) | 1 | Full Conversion | INR | [40 empty] | #VALUE! | #VALUE! | #VALUE! | 14.19 | 32 mm nominal bore. | 4 | each
14.2 | 40 mm nominal bore |  | 4 | each | 594.83 |  |  | Excess(+) | 1 | Full Conversion | INR | [40 empty] | #VALUE! | #VALUE! | #VALUE! | 14.2 | 40 mm nominal bore | 4 | each
14.21 | Providing and fixing ball valve (brass) of approved quality, High or low pressure, with plastic floats complete : | [53 empty] | 14.21 | Providing and fixing ball valve (brass) of approved quality, High or low pressure, with plastic floats complete :
14.22 | 15 mm nominal bore |  | 2 | each | 296.98 |  |  | Excess(+) | 1 | Full Conversion | INR | [40 empty] | #VALUE! | #VALUE! | #VALUE! | 14.22 | 15 mm nominal bore | 2 | each
14.23 | Providing and fixing uplasticised PVC connection pipe with brass unions : | [53 empty] | 14.23 | Providing and fixing uplasticised PVC connection pipe with brass unions :
14.24 | 30 cm length | [53 empty] | 14.24 | 30 cm length
14.25 | 15 mm nominal bore |  | 24 | each | 63.88 |  |  | Excess(+) | 1 | Full Conversion | INR | [40 empty] | #VALUE! | #VALUE! | #VALUE! | 14.25 | 15 mm nominal bore | 24 | each
14.26 | Constructing masonry Chamber 30x30x50 cm inside, in brick work in cement mortar 1:4 (1 cement :4 coarse sand) for stop cock, with C. I. surface box 100x100 x75 mm (inside) with hinged cover fixed in cement concrete slab 1:2:4 mix (1 cement : 2 coarse sand : 4 graded stone aggregate 20 mm nominal size), i/c necessary excavation, foundation concrete 1:5:10 ( 1 cement : 5 fine sand : 10 graded stone aggregate 40mm nominal size ) and inside plastering with cement mortar 1:3 (1 cement : 3 coarse sand) 12mm thick, finished with a floating coat of neat cement complete as per standard design : | [53 empty] | 14.26 | Constructing masonry Chamber 30x30x50 cm inside, in brick work in cement mortar 1:4 (1 cement :4 coarse sand) for stop cock, with C. I. surface box 100x100 x75 mm (inside) with hinged cover fixed in cement concrete slab 1:2:4 mix (1 cement : 2 coarse sand : 4 graded stone aggregate 20 mm nominal size), i/c necessary excavation, foundation concrete 1:5:10 ( 1 cement : 5 fine sand : 10 graded stone aggregate 40mm nominal size ) and inside plastering with cement mortar 1:3 (1 cement : 3 coarse sand) 12mm thick, finished with a floating coat of neat cement complete as per standard design :
14.27 | With common burnt clay F.P.S.(non modular) bricks of class designation 7.5 |  | 2 | each | 1387.51 |  |  | Excess(+) | 1 | Full Conversion | INR | [40 empty] | #VALUE! | #VALUE! | #VALUE! | 14.27 | With common burnt clay F.P.S.(non modular) bricks of class designation 7.5 | 2 | each
14.28 | Painting G.I. pipes and fittings with synthetic enamel white paint with two coats over a ready mixed priming coat, both of approved quality for new work : | [53 empty] | 14.28 | Painting G.I. pipes and fittings with synthetic enamel white paint with two coats over a ready mixed priming coat, both of approved quality for new work :
14.29 | 15 mm diameter pipe |  | 10 | metre | 13.33 |  |  | Excess(+) | 1 | Full Conversion | INR | [40 empty] | #VALUE! | #VALUE! | #VALUE! | 14.29 | 15 mm diameter pipe | 10 | metre
14.3 | 20 mm diameter pipe |  | 30 | metre | 15.91 |  |  | Excess(+) | 1 | Full Conversion | INR | [40 empty] | #VALUE! | #VALUE! | #VALUE! | 14.3 | 20 mm diameter pipe | 30 | metre
14.31 | 25 mm diameter pipe |  | 65 | metre | 20.78 |  |  | Excess(+) | 1 | Full Conversion | INR | [40 empty] | #VALUE! | #VALUE! | #VALUE! | 14.31 | 25 mm diameter pipe | 65 | metre
14.32 | 32 mm diameter pipe |  | 53 | metre | 24.9 |  |  | Excess(+) | 1 | Full Conversion | INR | [40 empty] | #VALUE! | #VALUE! | #VALUE! | 14.32 | 32 mm diameter pipe | 53 | metre
14.33 | 40 mm diameter pipe |  | 51 | metre | 29.29 |  |  | Excess(+) | 1 | Full Conversion | INR | [40 empty] | #VALUE! | #VALUE! | #VALUE! | 14.33 | 40 mm diameter pipe | 51 | metre
14.34 | Providing and fixing G.I. Union in G.I. pipe including cutting and threading the pipe and making long screws etc. complete (New work) : | [53 empty] | 14.34 | Providing and fixing G.I. Union in G.I. pipe including cutting and threading the pipe and making long screws etc. complete (New work) :
14.35 | 15 mm nominal bore |  | 4 | each | 206.71 |  |  | Excess(+) | 1 | Full Conversion | INR | [40 empty] | #VALUE! | #VALUE! | #VALUE! | 14.35 | 15 mm nominal bore | 4 | each
14.36 | 20 mm nominal bore |  | 4 | each | 228.98 |  |  | Excess(+) | 1 | Full Conversion | INR | [40 empty] | #VALUE! | #VALUE! | #VALUE! | 14.36 | 20 mm nominal bore | 4 | each
14.37 | 25 mm nominal bore |  | 14 | each | 298.2 |  |  | Excess(+) | 1 | Full Conversion | INR | [40 empty] | #VALUE! | #VALUE! | #VALUE! | 14.37 | 25 mm nominal bore | 14 | each
14.38 | 32 mm nominal bore |  | 10 | each | 336.91 |  |  | Excess(+) | 1 | Full Conversion | INR | [40 empty] | #VALUE! | #VALUE! | #VALUE! | 14.38 | 32 mm nominal bore | 10 | each
14.39 | 40 mm nominal bore |  | 6 | each | 396.76 |  |  | Excess(+) | 1 | Full Conversion | INR | [40 empty] | #VALUE! | #VALUE! | #VALUE! | 14.39 | 40 mm nominal bore | 6 | each
14.4 | Providing and placing on terrace (at all floor levels) polyethylene water storage tank, IS : 12701 marked, with cover and suitable locking arrangement and making necessary holes for inlet, outlet and overflow pipes but without fittings and the base support for tank. |  | 3000 | per litre | 7.72 |  |  | Excess(+) | 1 | Full Conversion | INR | [40 empty] | #VALUE! | #VALUE! | #VALUE! | 14.4 | Providing and placing on terrace (at all floor levels) polyethylene water storage tank, IS : 12701 marked, with cover and suitable locking arrangement and making necessary holes for inlet, outlet and overflow pipes but without fittings and the base support for tank. | 3000 | per litre
14.41 | Providing and fixing C.P. brass bib cock of approved quality conforming to IS:8931 : | [53 empty] | 14.41 | Providing and fixing C.P. brass bib cock of approved quality conforming to IS:8931 :
14.42 | 15 mm nominal bore |  | 9 | each | 367.34 |  |  | Excess(+) | 1 | Full Conversion | INR | [40 empty] | #VALUE! | #VALUE! | #VALUE! | 14.42 | 15 mm nominal bore | 9 | each
14.43 | Providing and fixing C.P. brass long body bib cock of approved quality conforming to IS standards and weighing not less than 690 gms. | [53 empty] | 14.43 | Providing and fixing C.P. brass long body bib cock of approved quality conforming to IS standards and weighing not less than 690 gms.
14.44 | 15 mm nominal bore |  | 24 | each | 484.31 |  |  | Excess(+) | 1 | Full Conversion | INR | [40 empty] | #VALUE! | #VALUE! | #VALUE! | 14.44 | 15 mm nominal bore | 24 | each
14.45 | Providing and fixing C.P. brass stop cock (concealed) of standard design and of approved make conforming to IS:8931. | [53 empty] | 14.45 | Providing and fixing C.P. brass stop cock (concealed) of standard design and of approved make conforming to IS:8931.
14.46 | 15 mm nominal bore |  | 18 | each | 531.57 |  |  | Excess(+) | 1 | Full Conversion | INR | [40 empty] | #VALUE! | #VALUE! | #VALUE! | 14.46 | 15 mm nominal bore | 18 | each
14.47 | Providing and fixing C.P. brass angle valve for basin mixer and geyser points of approved quality conforming to IS:8931 | [53 empty] | 14.47 | Providing and fixing C.P. brass angle valve for basin mixer and geyser points of approved quality conforming to IS:8931
14.48 | 15mm nominal bore |  | 28 | each | 466.46 |  |  | Excess(+) | 1 | Full Conversion | INR | [40 empty] | #VALUE! | #VALUE! | #VALUE! | 14.48 | 15mm nominal bore | 28 | each
14.49 | Providing and fixing C.P. Brass extension nipple (size 15mmx50mm) of approved make and quality as per direction of Engineer-in-charge. |  | 52 | each | 53.7 |  |  | Excess(+) | 1 | Full Conversion | INR | [40 empty] | #VALUE! | #VALUE! | #VALUE! | 14.49 | Providing and fixing C.P. Brass extension nipple (size 15mmx50mm) of approved make and quality as per direction of Engineer-in-charge. | 52 | each
15 | DRAINAGE | [53 empty] | 15 | DRAINAGE
15.01 | Providing, laying and jointing glazed stoneware pipes class SP-1 with stiff mixture of cement mortar in the proportion of 1:1 (1 cement : 1 fine sand) including testing of joints etc. complete : | [53 empty] | 15.01 | Providing, laying and jointing glazed stoneware pipes class SP-1 with stiff mixture of cement mortar in the proportion of 1:1 (1 cement : 1 fine sand) including testing of joints etc. complete :
15.02 | 150 mm diameter |  | 5 | metre | 438.58 |  |  | Excess(+) | 1 | Full Conversion | INR | [40 empty] | #VALUE! | #VALUE! | #VALUE! | 15.02 | 150 mm diameter | 5 | metre
15.03 | Providing and laying cement concrete 1:5:10 (1 cement : 5 coarse sand : 10 graded stone aggregate 40 mm nominal size) all-round S.W. pipes including bed concrete as per standard design : | [53 empty] | 15.03 | Providing and laying cement concrete 1:5:10 (1 cement : 5 coarse sand : 10 graded stone aggregate 40 mm nominal size) all-round S.W. pipes including bed concrete as per standard design :
15.04 | 150 mm diameter S.W. pipe |  | 5 | metre | 876.06 |  |  | Excess(+) | 1 | Full Conversion | INR | [40 empty] | #VALUE! | #VALUE! | #VALUE! | 15.04 | 150 mm diameter S.W. pipe | 5 | metre
15.05 | Providing and fixing square-mouth S.W. gully trap class SP-1 complete with C.I. grating brick masonry chamber with water tight C.I. cover with frame of 300 x300 mm size (inside) the weight of cover to be not less than 4.50 kg and frame to be not less than 2.70 kg as per standard design: | [53 empty] | 15.05 | Providing and fixing square-mouth S.W. gully trap class SP-1 complete with C.I. grating brick masonry chamber with water tight C.I. cover with frame of 300 x300 mm size (inside) the weight of cover to be not less than 4.50 kg and frame to be not less than 2.70 kg as per standard design:
15.06 | 150 x 100 mm size P type | [53 empty] | 15.06 | 150 x 100 mm size P type
15.07 | With common burnt clay F.P.S. (non modular) bricks of class designation 7.5 |  | 2 | each | 2031.92 |  |  | Excess(+) | 1 | Full Conversion | INR | [40 empty] | #VALUE! | #VALUE! | #VALUE! | 15.07 | With common burnt clay F.P.S. (non modular) bricks of class designation 7.5 | 2 | each
15.08 | Constructing brick masonry manhole in cement mortar 1:4 ( 1 cement : 4 coarse sand ) with R.C.C. top slab with 1:1.5:3 mix (1 cement : 1.5 coarse sand (zone-III) : 3 graded stone aggregate 20 mm nominal size), foundation concrete 1:4:8 mix (1 cement : 4 coarse sand (Zone-III) : 8 graded stone aggregate 40 mm nominal size), inside plastering 12 mm thick with cement mortar 1:3 (1 cement : 3 coarse sand) finished with floating coat of neat cement and making channels in cement concrete 1:2:4 (1 cement : 2 coarse sand : 4 graded stone aggregate 20 mm nominal size) finished with a floating coat of neat cement complete as per standard design : | [53 empty] | 15.08 | Constructing brick masonry manhole in cement mortar 1:4 ( 1 cement : 4 coarse sand ) with R.C.C. top slab with 1:1.5:3 mix (1 cement : 1.5 coarse sand (zone-III) : 3 graded stone aggregate 20 mm nominal size), foundation concrete 1:4:8 mix (1 cement : 4 coarse sand (Zone-III) : 8 graded stone aggregate 40 mm nominal size), inside plastering 12 mm thick with cement mortar 1:3 (1 cement : 3 coarse sand) finished with floating coat of neat cement and making channels in cement concrete 1:2:4 (1 cement : 2 coarse sand : 4 graded stone aggregate 20 mm nominal size) finished with a floating coat of neat cement complete as per standard design :
15.09 | Inside size 90x80 cm and 45 cm deep including C.I. cover with frame (light duty) 455x610 mm internal dimensions, total weight of cover and frame to be not less than 38 kg (weight of cover 23 kg and weight of frame 15 kg) : | [53 empty] | 15.09 | Inside size 90x80 cm and 45 cm deep including C.I. cover with frame (light duty) 455x610 mm internal dimensions, total weight of cover and frame to be not less than 38 kg (weight of cover 23 kg and weight of frame 15 kg) :
15.1 | With common burnt clay F.P.S. (non modular) bricks of class designation 7.5 |  | 2 | each | 9561.64 |  |  | Excess(+) | 1 | Full Conversion | INR | [40 empty] | #VALUE! | #VALUE! | #VALUE! | 15.1 | With common burnt clay F.P.S. (non modular) bricks of class designation 7.5 | 2 | each
15.11 | Extra for depth for manholes : | [53 empty] | 15.11 | Extra for depth for manholes :
15.12 | Size 90x80 cm | [53 empty] | 15.12 | Size 90x80 cm
15.13 | With common burnt clay F.P.S. (non modular) bricks of class designation 7.5 |  | 1 | metre | 6578.69 |  |  | Excess(+) | 1 | Full Conversion | INR | [40 empty] | #VALUE! | #VALUE! | #VALUE! | 15.13 | With common burnt clay F.P.S. (non modular) bricks of class designation 7.5 | 1 | metre
15.14 | Providing orange colour safety foot rest of minimum 6 mm thick plastic encapsulated as per IS : 10910, on 12 mm dia steel bar conforming to IS: 1786, having minimum cross section as 23 mmx25 mm and over all minimum length 263 mm and width as 165 mm with minimum 112 mm space between protruded legs having 2 mm tread on top surface by ribbing or chequering besides necessary and adequate anchoring projections on tail length on 138 mm as per standard drawing and suitable to with stand the bend test and chemical resistance test as per specifications and having manufacture's permanent identification mark to be visible even after fixing, including fixing in manholes with 30x20x15 cm cement concrete block 1:3:6 (1 cement : 3 coarse sand : 6 graded stone aggregate 20 mm nominal size) complete as per design. |  | 52 | each | 406.01 |  |  | Excess(+) | 1 | Full Conversion | INR | [40 empty] | #VALUE! | #VALUE! | #VALUE! | 15.14 | Providing orange colour safety foot rest of minimum 6 mm thick plastic encapsulated as per IS : 10910, on 12 mm dia steel bar conforming to IS: 1786, having minimum cross section as 23 mmx25 mm and over all minimum length 263 mm and width as 165 mm with minimum 112 mm space between protruded legs having 2 mm tread on top surface by ribbing or chequering besides necessary and adequate anchoring projections on tail length on 138 mm as per standard drawing and suitable to with stand the bend test and chemical resistance test as per specifications and having manufacture's permanent identification mark to be visible even after fixing, including fixing in manholes with 30x20x15 cm cement concrete block 1:3:6 (1 cement : 3 coarse sand : 6 graded stone aggregate 20 mm nominal size) complete as per design. | 52 | each
15.15 | Making connection of drain or sewer line with existing manhole including breaking into and making good the walls, floors with cement concrete 1:2:4 mix (1 cement : 2 coarse sand : 4 graded stone aggregate 20 mm nominal size) cement plastered on both sides with cement mortar 1:3 (1 cement : 3 coarse sand), finished with a floating coat of neat cement and making necessary channels for the drain etc. complete : | [53 empty] | 15.15 | Making connection of drain or sewer line with existing manhole including breaking into and making good the walls, floors with cement concrete 1:2:4 mix (1 cement : 2 coarse sand : 4 graded stone aggregate 20 mm nominal size) cement plastered on both sides with cement mortar 1:3 (1 cement : 3 coarse sand), finished with a floating coat of neat cement and making necessary channels for the drain etc. complete :
15.16 | For pipes 100 to 250 mm diameter |  | 2 | each | 546.69 |  |  | Excess(+) | 1 | Full Conversion | INR | [40 empty] | #VALUE! | #VALUE! | #VALUE! | 15.16 | For pipes 100 to 250 mm diameter | 2 | each
16 | WATER PROOFING | [53 empty] | 16 | WATER PROOFING
16.01 | Providing and laying water proofing treatment in sunken portion of WCs, bathroom etc., by applying cement slurry mixed with water proofing cement compound consisting of applying : (a) First layer of slurry of cement @ 0.488 kg/sqm mixed with water proofing cement compound @ 0.253 kg/ sqm. This layer will be allowed to air cure for 4 hours. (b) Second layer of slurry of cement @ 0.242 kg/sqm mixed with water proofing cement compound @ 0.126 kg/sqm. This layer will be allowed to air cure for 4 hours followed with water curing for 48 hours. The rate includes preparation of surface, treatment and sealing of all joints, corners, junctions of pipes and masonry with polymer mixed slurry. |  | 93 | sqm | 408.24 |  |  | Excess(+) | 1 | Full Conversion | INR | [40 empty] | #VALUE! | #VALUE! | #VALUE! | 16.01 | Providing and laying water proofing treatment in sunken portion of WCs, bathroom etc., by applying cement slurry mixed with water proofing cement compound consisting of applying : (a) First layer of slurry of cement @ 0.488 kg/sqm mixed with water proofing cement compound @ 0.253 kg/ sqm. This layer will be allowed to air cure for 4 hours. (b) Second layer of slurry of cement @ 0.242 kg/sqm mixed with water proofing cement compound @ 0.126 kg/sqm. This layer will be allowed to air cure for 4 hours followed with water curing for 48 hours. The rate includes preparation of surface, treatment and sealing of all joints, corners, junctions of pipes and masonry with polymer mixed slurry. | 93 | sqm
16.02 | Providing and laying integral cement based water proofing treatment including preparation of surface as required for treatment of roofs, balconies, terraces etc consisting of following operations: (a) Applying a slurry coat of neat cement using 2.75 kg/sqm of cement admixed with water proofing compound conforming to IS. 2645 and approved by Engineer-in-charge over the RCC slab including adjoining walls upto 300 mm height including cleaning the surface before treatment. (b) Laying brick bats with mortar using broken bricks/brick bats 25 mm to 115 mm size with 50% of cement mortar 1:5 (1 cement : 5 coarse sand) admixed with water proofing compound conforming to IS : 2645 and approved by Engineer-in-charge over 20 mm thick layer of cement mortar of mix 1:5 (1 cement :5 coarse sand ) admixed with water proofing compound conforming to IS : 2645 and approved by Engineer-in-charge to required slope and treating similarly the adjoining walls upto 300 mm height including rounding of junctions of walls and slabs. (c) After two days of proper curing applying a second coat of cement slurry using 2.75 kg/ sqm of cement admixed with water proofing compound conforming to IS : 2645 and approved by Engineer-in-charge. (d) Finishing the surface with 20 mm thick jointless cement mortar of mix 1:4 (1 cement :4 coarse sand) admixed with water proofing compound conforming to IS : 2645 and approved by Engineer-in-charge including laying glass fibre cloth of approved quality in top layer of plaster and finally finishing the surface with trowel with neat cement slurry and making pattern of 300x300 mm square 3 mm deep. (e) The whole terrace so finished shall be flooded with water for a minimum period of two weeks for curing and for final test.“All above operations to be done in order and as directed and specified by the Engineer-in-Charge : | [53 empty] | 16.02 | Providing and laying integral cement based water proofing treatment including preparation of surface as required for treatment of roofs, balconies, terraces etc consisting of following operations: (a) Applying a slurry coat of neat cement using 2.75 kg/sqm of cement admixed with water proofing compound conforming to IS. 2645 and approved by Engineer-in-charge over the RCC slab including adjoining walls upto 300 mm height including cleaning the surface before treatment. (b) Laying brick bats with mortar using broken bricks/brick bats 25 mm to 115 mm size with 50% of cement mortar 1:5 (1 cement : 5 coarse sand) admixed with water proofing compound conforming to IS : 2645 and approved by Engineer-in-charge over 20 mm thick layer of cement mortar of mix 1:5 (1 cement :5 coarse sand ) admixed with water proofing compound conforming to IS : 2645 and approved by Engineer-in-charge to required slope and treating similarly the adjoining walls upto 300 mm height including rounding of junctions of walls and slabs. (c) After two days of proper curing applying a second coat of cement slurry using 2.75 kg/ sqm of cement admixed with water proofing compound conforming to IS : 2645 and approved by Engineer-in-charge. (d) Finishing the surface with 20 mm thick jointless cement mortar of mix 1:4 (1 cement :4 coarse sand) admixed with water proofing compound conforming to IS : 2645 and approved by Engineer-in-charge including laying glass fibre cloth of approved quality in top layer of plaster and finally finishing the surface with trowel with neat cement slurry and making pattern of 300x300 mm square 3 mm deep. (e) The whole terrace so finished shall be flooded with water for a minimum period of two weeks for curing and for final test.“All above operations to be done in order and as directed and specified by the Engineer-in-Charge :
16.03 | With average thickness of 120 mm and minimum thickness at khurra as 65 mm. |  | 44 | sqm | 1226.22 |  |  | Excess(+) | 1 | Full Conversion | INR | [40 empty] | #VALUE! | #VALUE! | #VALUE! | 16.03 | With average thickness of 120 mm and minimum thickness at khurra as 65 mm. | 44 | sqm
16.04 | Grading roof for water proofing treatment with | [53 empty] | 16.04 | Grading roof for water proofing treatment with
16.05 | Cement concrete 1:2:4 (1 cement : 2 coarse sand : 4 graded stone aggregate 20mm nominal size) |  | 1.5 | cum | 6071.59 |  |  | Excess(+) | 1 | Full Conversion | INR | [40 empty] | #VALUE! | #VALUE! | #VALUE! | 16.05 | Cement concrete 1:2:4 (1 cement : 2 coarse sand : 4 graded stone aggregate 20mm nominal size) | 1.5 | cum
17 | NEW TECHNOLOGIES AND MATERIALS | [53 empty] | 17 | NEW TECHNOLOGIES AND MATERIALS
17.01 | Providing, mixing and applying SBR polymer (of approved make) modified Cement mortar in proportion of 1:4 (1 cement: 4 graded coarse sand with polymer minimum 2% by wt. of cement used) as per specifications and directions of Engineer-in-charge. | [53 empty] | 17.01 | Providing, mixing and applying SBR polymer (of approved make) modified Cement mortar in proportion of 1:4 (1 cement: 4 graded coarse sand with polymer minimum 2% by wt. of cement used) as per specifications and directions of Engineer-in-charge.
17.02 | 25 mm average thickness in 2 layers. |  | 15 | sqm | 412.98 |  |  | Excess(+) | 1 | Full Conversion | INR | [40 empty] | #VALUE! | #VALUE! | #VALUE! | 17.02 | 25 mm average thickness in 2 layers. | 15 | sqm
17.03 | 50 mm average thickness in 3 layers. |  | 130 | sqm | 825.95 |  |  | Excess(+) | 1 | Full Conversion | INR | [40 empty] | #VALUE! | #VALUE! | #VALUE! | 17.03 | 50 mm average thickness in 3 layers. | 130 | sqm
18 | MINOR CIVIL MAINTENANCE WORK. | [53 empty] | 18 | MINOR CIVIL MAINTENANCE WORK.
18.01 | Providing and laying cement concrete of specified grade i/c the cost of centring and shuttering, All work upto plinth level. (1 cement :5 coarse sand : 10 graded brick aggregate 40 mm nominal size). |  | 7.5 | Each | 4942.04 |  |  | Excess(+) | 1 | Full Conversion | INR | [40 empty] | #VALUE! | #VALUE! | #VALUE! | 18.01 | Providing and laying cement concrete of specified grade i/c the cost of centring and shuttering, All work upto plinth level. (1 cement :5 coarse sand : 10 graded brick aggregate 40 mm nominal size). | 7.5 | Each
18.02 | Providing and fixing C.P brass swan neck pillar cock of L&K or equivalent make. |  | 12 | Each | 1125.82 |  |  | Excess(+) | 1 | Full Conversion | INR | [40 empty] | #VALUE! | #VALUE! | #VALUE! | 18.02 | Providing and fixing C.P brass swan neck pillar cock of L&K or equivalent make. | 12 | Each
18.03 | P/F C.P. grating with or without hole for waste pipe for floor/ nahani trap 100 mm dia. weight not less than 100 grams. |  | 30 | Each | 58.66 |  |  | Excess(+) | 1 | Full Conversion | INR | [40 empty] | #VALUE! | #VALUE! | #VALUE! | 18.03 | P/F C.P. grating with or without hole for waste pipe for floor/ nahani trap 100 mm dia. weight not less than 100 grams. | 30 | Each
18.04 | Providing and fixing aluminium door sea 3 feet long with screws etc. |  | 54 | Each | 195.31 |  |  | Excess(+) | 1 | Full Conversion | INR | [40 empty] | #VALUE! | #VALUE! | #VALUE! | 18.04 | Providing and fixing aluminium door sea 3 feet long with screws etc. | 54 | Each
18.05 | Providing and fixing SS wire mess to using of average width of aperture 1.4 mm with wire of dia 0.63 mm grade 304. |  | 3 | Sqm | 772.38 |  |  | Excess(+) | 1 | Full Conversion | INR | [40 empty] | #VALUE! | #VALUE! | #VALUE! | 18.05 | Providing and fixing SS wire mess to using of average width of aperture 1.4 mm with wire of dia 0.63 mm grade 304. | 3 | Sqm
18.06 | P/F C. P. brass shower rose with 15 mm or 20 inlet 75 mm dia fancy type. |  | 9 | Each | 504.44 |  |  | Excess(+) | 1 | Full Conversion | INR | [40 empty] | #VALUE! | #VALUE! | #VALUE! | 18.06 | P/F C. P. brass shower rose with 15 mm or 20 inlet 75 mm dia fancy type. | 9 | Each
18.07 | Providing and fixing white vitreous china oval type wash basin of size 550 x 480 with 15mm C.P brass pillar tap, 32mm C.P brass waste of standard patern. |  | 12 | Each | 3451.42 |  |  | Excess(+) | 1 | Full Conversion | INR | [40 empty] | #VALUE! | #VALUE! | #VALUE! | 18.07 | Providing and fixing white vitreous china oval type wash basin of size 550 x 480 with 15mm C.P brass pillar tap, 32mm C.P brass waste of standard patern. | 12 | Each
18.08 | Providing and fixing C.P coat pin hanger. |  | 9 | Each | 117.32 |  |  | Excess(+) | 1 | Full Conversion | INR | [40 empty] | #VALUE! | #VALUE! | #VALUE! | 18.08 | Providing and fixing C.P coat pin hanger. | 9 | Each
18.09 | Providing and fixing C.P soap dish. |  | 12 | Each | 316.75 |  |  | Excess(+) | 1 | Full Conversion | INR | [40 empty] | #VALUE! | #VALUE! | #VALUE! | 18.09 | Providing and fixing C.P soap dish. | 12 | Each
18.1 | Providing and fixing looking mirror of 5.5 mm thick superior glass of approved quality complete with 12 mm thick of water type ply wood sheet ground 40 mm widex 12 mm thick 1st class teak wood beading frame of half round fixed to wooden cleats with C.P brass scerw and washer complete. teak wood beading finished with sprits polishing copmplete. |  | 5 | Sqm | 3267.12 |  |  | Excess(+) | 1 | Full Conversion | INR | [40 empty] | #VALUE! | #VALUE! | #VALUE! | 18.1 | Providing and fixing looking mirror of 5.5 mm thick superior glass of approved quality complete with 12 mm thick of water type ply wood sheet ground 40 mm widex 12 mm thick 1st class teak wood beading frame of half round fixed to wooden cleats with C.P brass scerw and washer complete. teak wood beading finished with sprits polishing copmplete. | 5 | Sqm
18.11 | P/F C.P Brass flange. |  | 35 | Each | 29.33 |  |  | Excess(+) | 1 | Full Conversion | INR | [40 empty] | #VALUE! | #VALUE! | #VALUE! | 18.11 | P/F C.P Brass flange. | 35 | Each
18.12 | P/F towel rod complete with teo c.p. brass brackets fixed to wooden cleats with c.p. brass scews of approved make size 600x20mm. |  | 12 | Each | 422.32 |  |  | Excess(+) | 1 | Full Conversion | INR | [40 empty] | #VALUE! | #VALUE! | #VALUE! | 18.12 | P/F towel rod complete with teo c.p. brass brackets fixed to wooden cleats with c.p. brass scews of approved make size 600x20mm. | 12 | Each
18.13 | Dismentling broken wash basin /kitchen sink with old worn out bracket and cleaning of waste water pipe up to trap. |  | 18 | Each | 39.46 |  |  | Excess(+) | 1 | Full Conversion | INR | [40 empty] | #VALUE! | #VALUE! | #VALUE! | 18.13 | Dismentling broken wash basin /kitchen sink with old worn out bracket and cleaning of waste water pipe up to trap. | 18 | Each
18.14 | Dismantling of C.I pipe with fittings and clamps i/c disposal of unserviceable material up to 50 mtr. lead and upto 150 mm dia. pipe. |  | 213 | Mtr | 8.77 |  |  | Excess(+) | 1 | Full Conversion | INR | [40 empty] | #VALUE! | #VALUE! | #VALUE! | 18.14 | Dismantling of C.I pipe with fittings and clamps i/c disposal of unserviceable material up to 50 mtr. lead and upto 150 mm dia. pipe. | 213 | Mtr
18.15 | Providing and fixing c.p. brassMetro pole flush valve concealed body of (Jaguar make) code no1093 SQ 40 mm nominal bor |  | 9 | Each | 3790.44 |  |  | Excess(+) | 1 | Full Conversion | INR | [40 empty] | #VALUE! | #VALUE! | #VALUE! | 18.15 | Providing and fixing c.p. brassMetro pole flush valve concealed body of (Jaguar make) code no1093 SQ 40 mm nominal bor | 9 | Each
18.16 | Providing and fixing chicken mess in plaster. |  | 40 | Each | 124.86 |  |  | Excess(+) | 1 | Full Conversion | INR | [40 empty] | #VALUE! | #VALUE! | #VALUE! | 18.16 | Providing and fixing chicken mess in plaster. | 40 | Each
18.17 | Cutting rubbing and polishing on old mosaic,kota,marble flooring marble work/Granite work/stone work where ever required and skirting for rubbing and removal of rubbish including of one coat of cement slurry in joints before final rubbing and polishing complete. |  | 20 | Sqm | 66.29 |  |  | Excess(+) | 1 | Full Conversion | INR | [40 empty] | #VALUE! | #VALUE! | #VALUE! | 18.17 | Cutting rubbing and polishing on old mosaic,kota,marble flooring marble work/Granite work/stone work where ever required and skirting for rubbing and removal of rubbish including of one coat of cement slurry in joints before final rubbing and polishing complete. | 20 | Sqm
18.18 | Providing and fixing C.P.waste 32 mm dia for wash basin/Sink. |  | 9 | Each | 281.46 |  |  | Excess(+) | 1 | Full Conversion | INR | [40 empty] | #VALUE! | #VALUE! | #VALUE! | 18.18 | Providing and fixing C.P.waste 32 mm dia for wash basin/Sink. | 9 | Each
18.19 | " Placing on terrace old availabe (at all floor levels) polyethylene water storage tank, IS : 12701 marked, with cover and suitable locking arrangement and making necessary holes for inlet, outlet and overflow pipes but without fittings and the base support for tank. Circular tank |  | 1000 | Per litre | 0.31 |  |  | Excess(+) | 1 | Full Conversion | INR | [40 empty] | #VALUE! | #VALUE! | #VALUE! | 18.19 | " Placing on terrace old availabe (at all floor levels) polyethylene water storage tank, IS : 12701 marked, with cover and suitable locking arrangement and making necessary holes for inlet, outlet and overflow pipes but without fittings and the base support for tank. Circular tank | 1000 | Per litre
18.2 | Fixing of old available oval type wash basin of size 550x480 mm with C.P. waste etc. complete. |  | 5 | each | 542.09 |  |  | Excess(+) | 1 | Full Conversion | INR | [40 empty] | #VALUE! | #VALUE! | #VALUE! | 18.2 | Fixing of old available oval type wash basin of size 550x480 mm with C.P. waste etc. complete. | 5 | each
18.21 | Brick work with old available brick of class desigantion 75 in foundation and plinth with C.M 1:6. |  | 8 | cum | 2549.41 |  |  | Excess(+) | 1 | Full Conversion | INR | [40 empty] | #VALUE! | #VALUE! | #VALUE! | 18.21 | Brick work with old available brick of class desigantion 75 in foundation and plinth with C.M 1:6. | 8 | cum
18.22 | Providing and laying in position C.C of specified grade excluding the cost of centring and shuttering all work upto plinth level 1:5:10 (1 cement : 5 coarse sand : 10 graded brick aggregate 40 mm nominal size) with available brick bats. |  | 6 | cum | 3939.72 |  |  | Excess(+) | 1 | Full Conversion | INR | [40 empty] | #VALUE! | #VALUE! | #VALUE! | 18.22 | Providing and laying in position C.C of specified grade excluding the cost of centring and shuttering all work upto plinth level 1:5:10 (1 cement : 5 coarse sand : 10 graded brick aggregate 40 mm nominal size) with available brick bats. | 6 | cum
18.23 | Brick work with available FPS bricks of class designation 75 in superstructure above plinth level upto floor five level in all shape and size in: Cement mortar 1:6 ( 1 cement : 6 coarse sand) |  | 30 | cum | 4447.22 |  |  | Excess(+) | 1 | Full Conversion | INR | [40 empty] | #VALUE! | #VALUE! | #VALUE! | 18.23 | Brick work with available FPS bricks of class designation 75 in superstructure above plinth level upto floor five level in all shape and size in: Cement mortar 1:6 ( 1 cement : 6 coarse sand) | 30 | cum
18.24 | Deduct for issued old M.S. pipe 40mm dia for railing. |  | 650 | kg | -42.96 |  |  | Excess(+) | 1 | Full Conversion | INR | [40 empty] | #VALUE! | #VALUE! | #VALUE! | 18.24 | Deduct for issued old M.S. pipe 40mm dia for railing. | 650 | kg
Total in Figures | [51 empty] | #VALUE! | #VALUE! | #VALUE!
Quoted Rate in Figures |  |  |  | Select | [47 empty] | 0 | 0 | #VALUE!
Quoted Rate in Words |  | #VALUE!
Note on K15: gepadmin: 1. If you choose "Full Conversion" then Column BA (AMOUNT) and Column BB (TAXES) BOTH values will be convert based on selected Currency in (Column L). 2. If you choose "Partial Conversion" then Column BA (AMOUNT) only will be converted based on selected currency (Column L) and Column BB (TAXES) value (INR) will be added to the converted values.
Note on K18: gepadmin: 1. If you choose "Full Conversion" then Column BA (AMOUNT) and Column BB (TAXES) BOTH values will be convert based on selected Currency in (Column L). 2. If you choose "Partial Conversion" then Column BA (AMOUNT) only will be converted based on selected currency (Column L) and Column BB (TAXES) value (INR) will be added to the converted values.
Note on K19: gepadmin: 1. If you choose "Full Conversion" then Column BA (AMOUNT) and Column BB (TAXES) BOTH values will be convert based on selected Currency in (Column L). 2. If you choose "Partial Conversion" then Column BA (AMOUNT) only will be converted based on selected currency (Column L) and Column BB (TAXES) value (INR) will be added to the converted values.
Note on K21: gepadmin: 1. If you choose "Full Conversion" then Column BA (AMOUNT) and Column BB (TAXES) BOTH values will be convert based on selected Currency in (Column L). 2. If you choose "Partial Conversion" then Column BA (AMOUNT) only will be converted based on selected currency (Column L) and Column BB (TAXES) value (INR) will be added to the converted values.
Note on K24: gepadmin: 1. If you choose "Full Conversion" then Column BA (AMOUNT) and Column BB (TAXES) BOTH values will be convert based on selected Currency in (Column L). 2. If you choose "Partial Conversion" then Column BA (AMOUNT) only will be converted based on selected currency (Column L) and Column BB (TAXES) value (INR) will be added to the converted values.
Note on K26: gepadmin: 1. If you choose "Full Conversion" then Column BA (AMOUNT) and Column BB (TAXES) BOTH values will be convert based on selected Currency in (Column L). 2. If you choose "Partial Conversion" then Column BA (AMOUNT) only will be converted based on selected currency (Column L) and Column BB (TAXES) value (INR) will be added to the converted values.
Note on K27: gepadmin: 1. If you choose "Full Conversion" then Column BA (AMOUNT) and Column BB (TAXES) BOTH values will be convert based on selected Currency in (Column L). 2. If you choose "Partial Conversion" then Column BA (AMOUNT) only will be converted based on selected currency (Column L) and Column BB (TAXES) value (INR) will be added to the converted values.
Note on K28: gepadmin: 1. If you choose "Full Conversion" then Column BA (AMOUNT) and Column BB (TAXES) BOTH values will be convert based on selected Currency in (Column L). 2. If you choose "Partial Conversion" then Column BA (AMOUNT) only will be converted based on selected currency (Column L) and Column BB (TAXES) value (INR) will be added to the converted values.
Note on K29: gepadmin: 1. If you choose "Full Conversion" then Column BA (AMOUNT) and Column BB (TAXES) BOTH values will be convert based on selected Currency in (Column L). 2. If you choose "Partial Conversion" then Column BA (AMOUNT) only will be converted based on selected currency (Column L) and Column BB (TAXES) value (INR) will be added to the converted values.
Note on K30: gepadmin: 1. If you choose "Full Conversion" then Column BA (AMOUNT) and Column BB (TAXES) BOTH values will be convert based on selected Currency in (Column L). 2. If you choose "Partial Conversion" then Column BA (AMOUNT) only will be converted based on selected currency (Column L) and Column BB (TAXES) value (INR) will be added to the converted values.
Note on K33: gepadmin: 1. If you choose "Full Conversion" then Column BA (AMOUNT) and Column BB (TAXES) BOTH values will be convert based on selected Currency in (Column L). 2. If you choose "Partial Conversion" then Column BA (AMOUNT) only will be converted based on selected currency (Column L) and Column BB (TAXES) value (INR) will be added to the converted values.
Note on K35: gepadmin: 1. If you choose "Full Conversion" then Column BA (AMOUNT) and Column BB (TAXES) BOTH values will be convert based on selected Currency in (Column L). 2. If you choose "Partial Conversion" then Column BA (AMOUNT) only will be converted based on selected currency (Column L) and Column BB (TAXES) value (INR) will be added to the converted values.
Note on K37: gepadmin: 1. If you choose "Full Conversion" then Column BA (AMOUNT) and Column BB (TAXES) BOTH values will be convert based on selected Currency in (Column L). 2. If you choose "Partial Conversion" then Column BA (AMOUNT) only will be converted based on selected currency (Column L) and Column BB (TAXES) value (INR) will be added to the converted values.
Note on K39: gepadmin: 1. If you choose "Full Conversion" then Column BA (AMOUNT) and Column BB (TAXES) BOTH values will be convert based on selected Currency in (Column L). 2. If you choose "Partial Conversion" then Column BA (AMOUNT) only will be converted based on selected currency (Column L) and Column BB (TAXES) value (INR) will be added to the converted values.
Note on K41: gepadmin: 1. If you choose "Full Conversion" then Column BA (AMOUNT) and Column BB (TAXES) BOTH values will be convert based on selected Currency in (Column L). 2. If you choose "Partial Conversion" then Column BA (AMOUNT) only will be converted based on selected currency (Column L) and Column BB (TAXES) value (INR) will be added to the converted values.
Note on K42: gepadmin: 1. If you choose "Full Conversion" then Column BA (AMOUNT) and Column BB (TAXES) BOTH values will be convert based on selected Currency in (Column L). 2. If you choose "Partial Conversion" then Column BA (AMOUNT) only will be converted based on selected currency (Column L) and Column BB (TAXES) value (INR) will be added to the converted values.
Note on K45: gepadmin: 1. If you choose "Full Conversion" then Column BA (AMOUNT) and Column BB (TAXES) BOTH values will be convert based on selected Currency in (Column L). 2. If you choose "Partial Conversion" then Column BA (AMOUNT) only will be converted based on selected currency (Column L) and Column BB (TAXES) value (INR) will be added to the converted values.
Note on K47: gepadmin: 1. If you choose "Full Conversion" then Column BA (AMOUNT) and Column BB (TAXES) BOTH values will be convert based on selected Currency in (Column L). 2. If you choose "Partial Conversion" then Column BA (AMOUNT) only will be converted based on selected currency (Column L) and Column BB (TAXES) value (INR) will be added to the converted values.
Note on K48: gepadmin: 1. If you choose "Full Conversion" then Column BA (AMOUNT) and Column BB (TAXES) BOTH values will be convert based on selected Currency in (Column L). 2. If you choose "Partial Conversion" then Column BA (AMOUNT) only will be converted based on selected currency (Column L) and Column BB (TAXES) value (INR) will be added to the converted values.
Note on K50: gepadmin: 1. If you choose "Full Conversion" then Column BA (AMOUNT) and Column BB (TAXES) BOTH values will be convert based on selected Currency in (Column L). 2. If you choose "Partial Conversion" then Column BA (AMOUNT) only will be converted based on selected currency (Column L) and Column BB (TAXES) value (INR) will be added to the converted values.
Note on K52: gepadmin: 1. If you choose "Full Conversion" then Column BA (AMOUNT) and Column BB (TAXES) BOTH values will be convert based on selected Currency in (Column L). 2. If you choose "Partial Conversion" then Column BA (AMOUNT) only will be converted based on selected currency (Column L) and Column BB (TAXES) value (INR) will be added to the converted values.
Note on K53: gepadmin: 1. If you choose "Full Conversion" then Column BA (AMOUNT) and Column BB (TAXES) BOTH values will be convert based on selected Currency in (Column L). 2. If you choose "Partial Conversion" then Column BA (AMOUNT) only will be converted based on selected currency (Column L) and Column BB (TAXES) value (INR) will be added to the converted values.
Note on K57: gepadmin: 1. If you choose "Full Conversion" then Column BA (AMOUNT) and Column BB (TAXES) BOTH values will be convert based on selected Currency in (Column L). 2. If you choose "Partial Conversion" then Column BA (AMOUNT) only will be converted based on selected currency (Column L) and Column BB (TAXES) value (INR) will be added to the converted values.
Note on K59: gepadmin: 1. If you choose "Full Conversion" then Column BA (AMOUNT) and Column BB (TAXES) BOTH values will be convert based on selected Currency in (Column L). 2. If you choose "Partial Conversion" then Column BA (AMOUNT) only will be converted based on selected currency (Column L) and Column BB (TAXES) value (INR) will be added to the converted values.
Note on K60: gepadmin: 1. If you choose "Full Conversion" then Column BA (AMOUNT) and Column BB (TAXES) BOTH values will be convert based on selected Currency in (Column L). 2. If you choose "Partial Conversion" then Column BA (AMOUNT) only will be converted based on selected currency (Column L) and Column BB (TAXES) value (INR) will be added to the converted values.
Note on K61: gepadmin: 1. If you choose "Full Conversion" then Column BA (AMOUNT) and Column BB (TAXES) BOTH values will be convert based on selected Currency in (Column L). 2. If you choose "Partial Conversion" then Column BA (AMOUNT) only will be converted based on selected currency (Column L) and Column BB (TAXES) value (INR) will be added to the converted values.
Note on K64: gepadmin: 1. If you choose "Full Conversion" then Column BA (AMOUNT) and Column BB (TAXES) BOTH values will be convert based on selected Currency in (Column L). 2. If you choose "Partial Conversion" then Column BA (AMOUNT) only will be converted based on selected currency (Column L) and Column BB (TAXES) value (INR) will be added to the converted values.
Note on K65: gepadmin: 1. If you choose "Full Conversion" then Column BA (AMOUNT) and Column BB (TAXES) BOTH values will be convert based on selected Currency in (Column L). 2. If you choose "Partial Conversion" then Column BA (AMOUNT) only will be converted based on selected currency (Column L) and Column BB (TAXES) value (INR) will be added to the converted values.
Note on K68: gepadmin: 1. If you choose "Full Conversion" then Column BA (AMOUNT) and Column BB (TAXES) BOTH values will be convert based on selected Currency in (Column L). 2. If you choose "Partial Conversion" then Column BA (AMOUNT) only will be converted based on selected currency (Column L) and Column BB (TAXES) value (INR) will be added to the converted values.
Note on K70: gepadmin: 1. If you choose "Full Conversion" then Column BA (AMOUNT) and Column BB (TAXES) BOTH values will be convert based on selected Currency in (Column L). 2. If you choose "Partial Conversion" then Column BA (AMOUNT) only will be converted based on selected currency (Column L) and Column BB (TAXES) value (INR) will be added to the converted values.
Note on K71: gepadmin: 1. If you choose "Full Conversion" then Column BA (AMOUNT) and Column BB (TAXES) BOTH values will be convert based on selected Currency in (Column L). 2. If you choose "Partial Conversion" then Column BA (AMOUNT) only will be converted based on selected currency (Column L) and Column BB (TAXES) value (INR) will be added to the converted values.
Note on K75: gepadmin: 1. If you choose "Full Conversion" then Column BA (AMOUNT) and Column BB (TAXES) BOTH values will be convert based on selected Currency in (Column L). 2. If you choose "Partial Conversion" then Column BA (AMOUNT) only will be converted based on selected currency (Column L) and Column BB (TAXES) value (INR) will be added to the converted values.
Note on K77: gepadmin: 1. If you choose "Full Conversion" then Column BA (AMOUNT) and Column BB (TAXES) BOTH values will be convert based on selected Currency in (Column L). 2. If you choose "Partial Conversion" then Column BA (AMOUNT) only will be converted based on selected currency (Column L) and Column BB (TAXES) value (INR) will be added to the converted values.
Note on K79: gepadmin: 1. If you choose "Full Conversion" then Column BA (AMOUNT) and Column BB (TAXES) BOTH values will be convert based on selected Currency in (Column L). 2. If you choose "Partial Conversion" then Column BA (AMOUNT) only will be converted based on selected currency (Column L) and Column BB (TAXES) value (INR) will be added to the converted values.
Note on K81: gepadmin: 1. If you choose "Full Conversion" then Column BA (AMOUNT) and Column BB (TAXES) BOTH values will be convert based on selected Currency in (Column L). 2. If you choose "Partial Conversion" then Column BA (AMOUNT) only will be converted based on selected currency (Column L) and Column BB (TAXES) value (INR) will be added to the converted values.
Note on K83: gepadmin: 1. If you choose "Full Conversion" then Column BA (AMOUNT) and Column BB (TAXES) BOTH values will be convert based on selected Currency in (Column L). 2. If you choose "Partial Conversion" then Column BA (AMOUNT) only will be converted based on selected currency (Column L) and Column BB (TAXES) value (INR) will be added to the converted values.
Note on K84: gepadmin: 1. If you choose "Full Conversion" then Column BA (AMOUNT) and Column BB (TAXES) BOTH values will be convert based on selected Currency in (Column L). 2. If you choose "Partial Conversion" then Column BA (AMOUNT) only will be converted based on selected currency (Column L) and Column BB (TAXES) value (INR) will be added to the converted values.
Note on K86: gepadmin: 1. If you choose "Full Conversion" then Column BA (AMOUNT) and Column BB (TAXES) BOTH values will be convert based on selected Currency in (Column L). 2. If you choose "Partial Conversion" then Column BA (AMOUNT) only will be converted based on selected currency (Column L) and Column BB (TAXES) value (INR) will be added to the converted values.
Note on K88: gepadmin: 1. If you choose "Full Conversion" then Column BA (AMOUNT) and Column BB (TAXES) BOTH values will be convert based on selected Currency in (Column L). 2. If you choose "Partial Conversion" then Column BA (AMOUNT) only will be converted based on selected currency (Column L) and Column BB (TAXES) value (INR) will be added to the converted values.
Note on K89: gepadmin: 1. If you choose "Full Conversion" then Column BA (AMOUNT) and Column BB (TAXES) BOTH values will be convert based on selected Currency in (Column L). 2. If you choose "Partial Conversion" then Column BA (AMOUNT) only will be converted based on selected currency (Column L) and Column BB (TAXES) value (INR) will be added to the converted values.
Note on K91: gepadmin: 1. If you choose "Full Conversion" then Column BA (AMOUNT) and Column BB (TAXES) BOTH values will be convert based on selected Currency in (Column L). 2. If you choose "Partial Conversion" then Column BA (AMOUNT) only will be converted based on selected currency (Column L) and Column BB (TAXES) value (INR) will be added to the converted values.
Note on K93: gepadmin: 1. If you choose "Full Conversion" then Column BA (AMOUNT) and Column BB (TAXES) BOTH values will be convert based on selected Currency in (Column L). 2. If you choose "Partial Conversion" then Column BA (AMOUNT) only will be converted based on selected currency (Column L) and Column BB (TAXES) value (INR) will be added to the converted values.
Note on K95: gepadmin: 1. If you choose "Full Conversion" then Column BA (AMOUNT) and Column BB (TAXES) BOTH values will be convert based on selected Currency in (Column L). 2. If you choose "Partial Conversion" then Column BA (AMOUNT) only will be converted based on selected currency (Column L) and Column BB (TAXES) value (INR) will be added to the converted values.
Note on K97: gepadmin: 1. If you choose "Full Conversion" then Column BA (AMOUNT) and Column BB (TAXES) BOTH values will be convert based on selected Currency in (Column L). 2. If you choose "Partial Conversion" then Column BA (AMOUNT) only will be converted based on selected currency (Column L) and Column BB (TAXES) value (INR) will be added to the converted values.
Note on K99: gepadmin: 1. If you choose "Full Conversion" then Column BA (AMOUNT) and Column BB (TAXES) BOTH values will be convert based on selected Currency in (Column L). 2. If you choose "Partial Conversion" then Column BA (AMOUNT) only will be converted based on selected currency (Column L) and Column BB (TAXES) value (INR) will be added to the converted values.
Note on K101: gepadmin: 1. If you choose "Full Conversion" then Column BA (AMOUNT) and Column BB (TAXES) BOTH values will be convert based on selected Currency in (Column L). 2. If you choose "Partial Conversion" then Column BA (AMOUNT) only will be converted based on selected currency (Column L) and Column BB (TAXES) value (INR) will be added to the converted values.
Note on K103: gepadmin: 1. If you choose "Full Conversion" then Column BA (AMOUNT) and Column BB (TAXES) BOTH values will be convert based on selected Currency in (Column L). 2. If you choose "Partial Conversion" then Column BA (AMOUNT) only will be converted based on selected currency (Column L) and Column BB (TAXES) value (INR) will be added to the converted values.
Note on K105: gepadmin: 1. If you choose "Full Conversion" then Column BA (AMOUNT) and Column BB (TAXES) BOTH values will be convert based on selected Currency in (Column L). 2. If you choose "Partial Conversion" then Column BA (AMOUNT) only will be converted based on selected currency (Column L) and Column BB (TAXES) value (INR) will be added to the converted values.
Note on K107: gepadmin: 1. If you choose "Full Conversion" then Column BA (AMOUNT) and Column BB (TAXES) BOTH values will be convert based on selected Currency in (Column L). 2. If you choose "Partial Conversion" then Column BA (AMOUNT) only will be converted based on selected currency (Column L) and Column BB (TAXES) value (INR) will be added to the converted values.
Note on K110: gepadmin: 1. If you choose "Full Conversion" then Column BA (AMOUNT) and Column BB (TAXES) BOTH values will be convert based on selected Currency in (Column L). 2. If you choose "Partial Conversion" then Column BA (AMOUNT) only will be converted based on selected currency (Column L) and Column BB (TAXES) value (INR) will be added to the converted values.
Note on K112: gepadmin: 1. If you choose "Full Conversion" then Column BA (AMOUNT) and Column BB (TAXES) BOTH values will be convert based on selected Currency in (Column L). 2. If you choose "Partial Conversion" then Column BA (AMOUNT) only will be converted based on selected currency (Column L) and Column BB (TAXES) value (INR) will be added to the converted values.
Note on K113: gepadmin: 1. If you choose "Full Conversion" then Column BA (AMOUNT) and Column BB (TAXES) BOTH values will be convert based on selected Currency in (Column L). 2. If you choose "Partial Conversion" then Column BA (AMOUNT) only will be converted based on selected currency (Column L) and Column BB (TAXES) value (INR) will be added to the converted values.
Note on K115: gepadmin: 1. If you choose "Full Conversion" then Column BA (AMOUNT) and Column BB (TAXES) BOTH values will be convert based on selected Currency in (Column L). 2. If you choose "Partial Conversion" then Column BA (AMOUNT) only will be converted based on selected currency (Column L) and Column BB (TAXES) value (INR) will be added to the converted values.
Note on K117: gepadmin: 1. If you choose "Full Conversion" then Column BA (AMOUNT) and Column BB (TAXES) BOTH values will be convert based on selected Currency in (Column L). 2. If you choose "Partial Conversion" then Column BA (AMOUNT) only will be converted based on selected currency (Column L) and Column BB (TAXES) value (INR) will be added to the converted values.
Note on K118: gepadmin: 1. If you choose "Full Conversion" then Column BA (AMOUNT) and Column BB (TAXES) BOTH values will be convert based on selected Currency in (Column L). 2. If you choose "Partial Conversion" then Column BA (AMOUNT) only will be converted based on selected currency (Column L) and Column BB (TAXES) value (INR) will be added to the converted values.
Note on K119: gepadmin: 1. If you choose "Full Conversion" then Column BA (AMOUNT) and Column BB (TAXES) BOTH values will be convert based on selected Currency in (Column L). 2. If you choose "Partial Conversion" then Column BA (AMOUNT) only will be converted based on selected currency (Column L) and Column BB (TAXES) value (INR) will be added to the converted values.
Note on K120: gepadmin: 1. If you choose "Full Conversion" then Column BA (AMOUNT) and Column BB (TAXES) BOTH values will be convert based on selected Currency in (Column L). 2. If you choose "Partial Conversion" then Column BA (AMOUNT) only will be converted based on selected currency (Column L) and Column BB (TAXES) value (INR) will be added to the converted values.
Note on K123: gepadmin: 1. If you choose "Full Conversion" then Column BA (AMOUNT) and Column BB (TAXES) BOTH values will be convert based on selected Currency in (Column L). 2. If you choose "Partial Conversion" then Column BA (AMOUNT) only will be converted based on selected currency (Column L) and Column BB (TAXES) value (INR) will be added to the converted values.
Note on K125: gepadmin: 1. If you choose "Full Conversion" then Column BA (AMOUNT) and Column BB (TAXES) BOTH values will be convert based on selected Currency in (Column L). 2. If you choose "Partial Conversion" then Column BA (AMOUNT) only will be converted based on selected currency (Column L) and Column BB (TAXES) value (INR) will be added to the converted values.
Note on K126: gepadmin: 1. If you choose "Full Conversion" then Column BA (AMOUNT) and Column BB (TAXES) BOTH values will be convert based on selected Currency in (Column L). 2. If you choose "Partial Conversion" then Column BA (AMOUNT) only will be converted based on selected currency (Column L) and Column BB (TAXES) value (INR) will be added to the converted values.
Note on K129: gepadmin: 1. If you choose "Full Conversion" then Column BA (AMOUNT) and Column BB (TAXES) BOTH values will be convert based on selected Currency in (Column L). 2. If you choose "Partial Conversion" then Column BA (AMOUNT) only will be converted based on selected currency (Column L) and Column BB (TAXES) value (INR) will be added to the converted values.
Note on K131: gepadmin: 1. If you choose "Full Conversion" then Column BA (AMOUNT) and Column BB (TAXES) BOTH values will be convert based on selected Currency in (Column L). 2. If you choose "Partial Conversion" then Column BA (AMOUNT) only will be converted based on selected currency (Column L) and Column BB (TAXES) value (INR) will be added to the converted values.
Note on K133: gepadmin: 1. If you choose "Full Conversion" then Column BA (AMOUNT) and Column BB (TAXES) BOTH values will be convert based on selected Currency in (Column L). 2. If you choose "Partial Conversion" then Column BA (AMOUNT) only will be converted based on selected currency (Column L) and Column BB (TAXES) value (INR) will be added to the converted values.
Note on K135: gepadmin: 1. If you choose "Full Conversion" then Column BA (AMOUNT) and Column BB (TAXES) BOTH values will be convert based on selected Currency in (Column L). 2. If you choose "Partial Conversion" then Column BA (AMOUNT) only will be converted based on selected currency (Column L) and Column BB (TAXES) value (INR) will be added to the converted values.
Note on K136: gepadmin: 1. If you choose "Full Conversion" then Column BA (AMOUNT) and Column BB (TAXES) BOTH values will be convert based on selected Currency in (Column L). 2. If you choose "Partial Conversion" then Column BA (AMOUNT) only will be converted based on selected currency (Column L) and Column BB (TAXES) value (INR) will be added to the converted values.
Note on K138: gepadmin: 1. If you choose "Full Conversion" then Column BA (AMOUNT) and Column BB (TAXES) BOTH values will be convert based on selected Currency in (Column L). 2. If you choose "Partial Conversion" then Column BA (AMOUNT) only will be converted based on selected currency (Column L) and Column BB (TAXES) value (INR) will be added to the converted values.
Note on K140: gepadmin: 1. If you choose "Full Conversion" then Column BA (AMOUNT) and Column BB (TAXES) BOTH values will be convert based on selected Currency in (Column L). 2. If you choose "Partial Conversion" then Column BA (AMOUNT) only will be converted based on selected currency (Column L) and Column BB (TAXES) value (INR) will be added to the converted values.
Note on K142: gepadmin: 1. If you choose "Full Conversion" then Column BA (AMOUNT) and Column BB (TAXES) BOTH values will be convert based on selected Currency in (Column L). 2. If you choose "Partial Conversion" then Column BA (AMOUNT) only will be converted based on selected currency (Column L) and Column BB (TAXES) value (INR) will be added to the converted values.
Note on K144: gepadmin: 1. If you choose "Full Conversion" then Column BA (AMOUNT) and Column BB (TAXES) BOTH values will be convert based on selected Currency in (Column L). 2. If you choose "Partial Conversion" then Column BA (AMOUNT) only will be converted based on selected currency (Column L) and Column BB (TAXES) value (INR) will be added to the converted values.
Note on K145: gepadmin: 1. If you choose "Full Conversion" then Column BA (AMOUNT) and Column BB (TAXES) BOTH values will be convert based on selected Currency in (Column L). 2. If you choose "Partial Conversion" then Column BA (AMOUNT) only will be converted based on selected currency (Column L) and Column BB (TAXES) value (INR) will be added to the converted values.
Note on K146: gepadmin: 1. If you choose "Full Conversion" then Column BA (AMOUNT) and Column BB (TAXES) BOTH values will be convert based on selected Currency in (Column L). 2. If you choose "Partial Conversion" then Column BA (AMOUNT) only will be converted based on selected currency (Column L) and Column BB (TAXES) value (INR) will be added to the converted values.
Note on K148: gepadmin: 1. If you choose "Full Conversion" then Column BA (AMOUNT) and Column BB (TAXES) BOTH values will be convert based on selected Currency in (Column L). 2. If you choose "Partial Conversion" then Column BA (AMOUNT) only will be converted based on selected currency (Column L) and Column BB (TAXES) value (INR) will be added to the converted values.
Note on K149: gepadmin: 1. If you choose "Full Conversion" then Column BA (AMOUNT) and Column BB (TAXES) BOTH values will be convert based on selected Currency in (Column L). 2. If you choose "Partial Conversion" then Column BA (AMOUNT) only will be converted based on selected currency (Column L) and Column BB (TAXES) value (INR) will be added to the converted values.
Note on K151: gepadmin: 1. If you choose "Full Conversion" then Column BA (AMOUNT) and Column BB (TAXES) BOTH values will be convert based on selected Currency in (Column L). 2. If you choose "Partial Conversion" then Column BA (AMOUNT) only will be converted based on selected currency (Column L) and Column BB (TAXES) value (INR) will be added to the converted values.
Note on K153: gepadmin: 1. If you choose "Full Conversion" then Column BA (AMOUNT) and Column BB (TAXES) BOTH values will be convert based on selected Currency in (Column L). 2. If you choose "Partial Conversion" then Column BA (AMOUNT) only will be converted based on selected currency (Column L) and Column BB (TAXES) value (INR) will be added to the converted values.
Note on K156: gepadmin: 1. If you choose "Full Conversion" then Column BA (AMOUNT) and Column BB (TAXES) BOTH values will be convert based on selected Currency in (Column L). 2. If you choose "Partial Conversion" then Column BA (AMOUNT) only will be converted based on selected currency (Column L) and Column BB (TAXES) value (INR) will be added to the converted values.
Note on K157: gepadmin: 1. If you choose "Full Conversion" then Column BA (AMOUNT) and Column BB (TAXES) BOTH values will be convert based on selected Currency in (Column L). 2. If you choose "Partial Conversion" then Column BA (AMOUNT) only will be converted based on selected currency (Column L) and Column BB (TAXES) value (INR) will be added to the converted values.
Note on K158: gepadmin: 1. If you choose "Full Conversion" then Column BA (AMOUNT) and Column BB (TAXES) BOTH values will be convert based on selected Currency in (Column L). 2. If you choose "Partial Conversion" then Column BA (AMOUNT) only will be converted based on selected currency (Column L) and Column BB (TAXES) value (INR) will be added to the converted values.
Note on K159: gepadmin: 1. If you choose "Full Conversion" then Column BA (AMOUNT) and Column BB (TAXES) BOTH values will be convert based on selected Currency in (Column L). 2. If you choose "Partial Conversion" then Column BA (AMOUNT) only will be converted based on selected currency (Column L) and Column BB (TAXES) value (INR) will be added to the converted values.
Note on K161: gepadmin: 1. If you choose "Full Conversion" then Column BA (AMOUNT) and Column BB (TAXES) BOTH values will be convert based on selected Currency in (Column L). 2. If you choose "Partial Conversion" then Column BA (AMOUNT) only will be converted based on selected currency (Column L) and Column BB (TAXES) value (INR) will be added to the converted values.
Note on K163: gepadmin: 1. If you choose "Full Conversion" then Column BA (AMOUNT) and Column BB (TAXES) BOTH values will be convert based on selected Currency in (Column L). 2. If you choose "Partial Conversion" then Column BA (AMOUNT) only will be converted based on selected currency (Column L) and Column BB (TAXES) value (INR) will be added to the converted values.
Note on K164: gepadmin: 1. If you choose "Full Conversion" then Column BA (AMOUNT) and Column BB (TAXES) BOTH values will be convert based on selected Currency in (Column L). 2. If you choose "Partial Conversion" then Column BA (AMOUNT) only will be converted based on selected currency (Column L) and Column BB (TAXES) value (INR) will be added to the converted values.
Note on K165: gepadmin: 1. If you choose "Full Conversion" then Column BA (AMOUNT) and Column BB (TAXES) BOTH values will be convert based on selected Currency in (Column L). 2. If you choose "Partial Conversion" then Column BA (AMOUNT) only will be converted based on selected currency (Column L) and Column BB (TAXES) value (INR) will be added to the converted values.
Note on K167: gepadmin: 1. If you choose "Full Conversion" then Column BA (AMOUNT) and Column BB (TAXES) BOTH values will be convert based on selected Currency in (Column L). 2. If you choose "Partial Conversion" then Column BA (AMOUNT) only will be converted based on selected currency (Column L) and Column BB (TAXES) value (INR) will be added to the converted values.
Note on K169: gepadmin: 1. If you choose "Full Conversion" then Column BA (AMOUNT) and Column BB (TAXES) BOTH values will be convert based on selected Currency in (Column L). 2. If you choose "Partial Conversion" then Column BA (AMOUNT) only will be converted based on selected currency (Column L) and Column BB (TAXES) value (INR) will be added to the converted values.
Note on K171: gepadmin: 1. If you choose "Full Conversion" then Column BA (AMOUNT) and Column BB (TAXES) BOTH values will be convert based on selected Currency in (Column L). 2. If you choose "Partial Conversion" then Column BA (AMOUNT) only will be converted based on selected currency (Column L) and Column BB (TAXES) value (INR) will be added to the converted values.
Note on K173: gepadmin: 1. If you choose "Full Conversion" then Column BA (AMOUNT) and Column BB (TAXES) BOTH values will be convert based on selected Currency in (Column L). 2. If you choose "Partial Conversion" then Column BA (AMOUNT) only will be converted based on selected currency (Column L) and Column BB (TAXES) value (INR) will be added to the converted values.
Note on K174: gepadmin: 1. If you choose "Full Conversion" then Column BA (AMOUNT) and Column BB (TAXES) BOTH values will be convert based on selected Currency in (Column L). 2. If you choose "Partial Conversion" then Column BA (AMOUNT) only will be converted based on selected currency (Column L) and Column BB (TAXES) value (INR) will be added to the converted values.
Note on K176: gepadmin: 1. If you choose "Full Conversion" then Column BA (AMOUNT) and Column BB (TAXES) BOTH values will be convert based on selected Currency in (Column L). 2. If you choose "Partial Conversion" then Column BA (AMOUNT) only will be converted based on selected currency (Column L) and Column BB (TAXES) value (INR) will be added to the converted values.
Note on K177: gepadmin: 1. If you choose "Full Conversion" then Column BA (AMOUNT) and Column BB (TAXES) BOTH values will be convert based on selected Currency in (Column L). 2. If you choose "Partial Conversion" then Column BA (AMOUNT) only will be converted based on selected currency (Column L) and Column BB (TAXES) value (INR) will be added to the converted values.
Note on K178: gepadmin: 1. If you choose "Full Conversion" then Column BA (AMOUNT) and Column BB (TAXES) BOTH values will be convert based on selected Currency in (Column L). 2. If you choose "Partial Conversion" then Column BA (AMOUNT) only will be converted based on selected currency (Column L) and Column BB (TAXES) value (INR) will be added to the converted values.
Note on K179: gepadmin: 1. If you choose "Full Conversion" then Column BA (AMOUNT) and Column BB (TAXES) BOTH values will be convert based on selected Currency in (Column L). 2. If you choose "Partial Conversion" then Column BA (AMOUNT) only will be converted based on selected currency (Column L) and Column BB (TAXES) value (INR) will be added to the converted values.
Note on K180: gepadmin: 1. If you choose "Full Conversion" then Column BA (AMOUNT) and Column BB (TAXES) BOTH values will be convert based on selected Currency in (Column L). 2. If you choose "Partial Conversion" then Column BA (AMOUNT) only will be converted based on selected currency (Column L) and Column BB (TAXES) value (INR) will be added to the converted values.
Note on K183: gepadmin: 1. If you choose "Full Conversion" then Column BA (AMOUNT) and Column BB (TAXES) BOTH values will be convert based on selected Currency in (Column L). 2. If you choose "Partial Conversion" then Column BA (AMOUNT) only will be converted based on selected currency (Column L) and Column BB (TAXES) value (INR) will be added to the converted values.
Note on K184: gepadmin: 1. If you choose "Full Conversion" then Column BA (AMOUNT) and Column BB (TAXES) BOTH values will be convert based on selected Currency in (Column L). 2. If you choose "Partial Conversion" then Column BA (AMOUNT) only will be converted based on selected currency (Column L) and Column BB (TAXES) value (INR) will be added to the converted values.
Note on K185: gepadmin: 1. If you choose "Full Conversion" then Column BA (AMOUNT) and Column BB (TAXES) BOTH values will be convert based on selected Currency in (Column L). 2. If you choose "Partial Conversion" then Column BA (AMOUNT) only will be converted based on selected currency (Column L) and Column BB (TAXES) value (INR) will be added to the converted values.
Note on K187: gepadmin: 1. If you choose "Full Conversion" then Column BA (AMOUNT) and Column BB (TAXES) BOTH values will be convert based on selected Currency in (Column L). 2. If you choose "Partial Conversion" then Column BA (AMOUNT) only will be converted based on selected currency (Column L) and Column BB (TAXES) value (INR) will be added to the converted values.
Note on K188: gepadmin: 1. If you choose "Full Conversion" then Column BA (AMOUNT) and Column BB (TAXES) BOTH values will be convert based on selected Currency in (Column L). 2. If you choose "Partial Conversion" then Column BA (AMOUNT) only will be converted based on selected currency (Column L) and Column BB (TAXES) value (INR) will be added to the converted values.
Note on K191: gepadmin: 1. If you choose "Full Conversion" then Column BA (AMOUNT) and Column BB (TAXES) BOTH values will be convert based on selected Currency in (Column L). 2. If you choose "Partial Conversion" then Column BA (AMOUNT) only will be converted based on selected currency (Column L) and Column BB (TAXES) value (INR) will be added to the converted values.
Note on K193: gepadmin: 1. If you choose "Full Conversion" then Column BA (AMOUNT) and Column BB (TAXES) BOTH values will be convert based on selected Currency in (Column L). 2. If you choose "Partial Conversion" then Column BA (AMOUNT) only will be converted based on selected currency (Column L) and Column BB (TAXES) value (INR) will be added to the converted values.
Note on K196: gepadmin: 1. If you choose "Full Conversion" then Column BA (AMOUNT) and Column BB (TAXES) BOTH values will be convert based on selected Currency in (Column L). 2. If you choose "Partial Conversion" then Column BA (AMOUNT) only will be converted based on selected currency (Column L) and Column BB (TAXES) value (INR) will be added to the converted values.
Note on K198: gepadmin: 1. If you choose "Full Conversion" then Column BA (AMOUNT) and Column BB (TAXES) BOTH values will be convert based on selected Currency in (Column L). 2. If you choose "Partial Conversion" then Column BA (AMOUNT) only will be converted based on selected currency (Column L) and Column BB (TAXES) value (INR) will be added to the converted values.
Note on K200: gepadmin: 1. If you choose "Full Conversion" then Column BA (AMOUNT) and Column BB (TAXES) BOTH values will be convert based on selected Currency in (Column L). 2. If you choose "Partial Conversion" then Column BA (AMOUNT) only will be converted based on selected currency (Column L) and Column BB (TAXES) value (INR) will be added to the converted values.
Note on K203: gepadmin: 1. If you choose "Full Conversion" then Column BA (AMOUNT) and Column BB (TAXES) BOTH values will be convert based on selected Currency in (Column L). 2. If you choose "Partial Conversion" then Column BA (AMOUNT) only will be converted based on selected currency (Column L) and Column BB (TAXES) value (INR) will be added to the converted values.
Note on K206: gepadmin: 1. If you choose "Full Conversion" then Column BA (AMOUNT) and Column BB (TAXES) BOTH values will be convert based on selected Currency in (Column L). 2. If you choose "Partial Conversion" then Column BA (AMOUNT) only will be converted based on selected currency (Column L) and Column BB (TAXES) value (INR) will be added to the converted values.
Note on K209: gepadmin: 1. If you choose "Full Conversion" then Column BA (AMOUNT) and Column BB (TAXES) BOTH values will be convert based on selected Currency in (Column L). 2. If you choose "Partial Conversion" then Column BA (AMOUNT) only will be converted based on selected currency (Column L) and Column BB (TAXES) value (INR) will be added to the converted values.
Note on K212: gepadmin: 1. If you choose "Full Conversion" then Column BA (AMOUNT) and Column BB (TAXES) BOTH values will be convert based on selected Currency in (Column L). 2. If you choose "Partial Conversion" then Column BA (AMOUNT) only will be converted based on selected currency (Column L) and Column BB (TAXES) value (INR) will be added to the converted values.
Note on K215: gepadmin: 1. If you choose "Full Conversion" then Column BA (AMOUNT) and Column BB (TAXES) BOTH values will be convert based on selected Currency in (Column L). 2. If you choose "Partial Conversion" then Column BA (AMOUNT) only will be converted based on selected currency (Column L) and Column BB (TAXES) value (INR) will be added to the converted values.
Note on K218: gepadmin: 1. If you choose "Full Conversion" then Column BA (AMOUNT) and Column BB (TAXES) BOTH values will be convert based on selected Currency in (Column L). 2. If you choose "Partial Conversion" then Column BA (AMOUNT) only will be converted based on selected currency (Column L) and Column BB (TAXES) value (INR) will be added to the converted values.
Note on K220: gepadmin: 1. If you choose "Full Conversion" then Column BA (AMOUNT) and Column BB (TAXES) BOTH values will be convert based on selected Currency in (Column L). 2. If you choose "Partial Conversion" then Column BA (AMOUNT) only will be converted based on selected currency (Column L) and Column BB (TAXES) value (INR) will be added to the converted values.
Note on K222: gepadmin: 1. If you choose "Full Conversion" then Column BA (AMOUNT) and Column BB (TAXES) BOTH values will be convert based on selected Currency in (Column L). 2. If you choose "Partial Conversion" then Column BA (AMOUNT) only will be converted based on selected currency (Column L) and Column BB (TAXES) value (INR) will be added to the converted values.
Note on K223: gepadmin: 1. If you choose "Full Conversion" then Column BA (AMOUNT) and Column BB (TAXES) BOTH values will be convert based on selected Currency in (Column L). 2. If you choose "Partial Conversion" then Column BA (AMOUNT) only will be converted based on selected currency (Column L) and Column BB (TAXES) value (INR) will be added to the converted values.
Note on K226: gepadmin: 1. If you choose "Full Conversion" then Column BA (AMOUNT) and Column BB (TAXES) BOTH values will be convert based on selected Currency in (Column L). 2. If you choose "Partial Conversion" then Column BA (AMOUNT) only will be converted based on selected currency (Column L) and Column BB (TAXES) value (INR) will be added to the converted values.
Note on K228: gepadmin: 1. If you choose "Full Conversion" then Column BA (AMOUNT) and Column BB (TAXES) BOTH values will be convert based on selected Currency in (Column L). 2. If you choose "Partial Conversion" then Column BA (AMOUNT) only will be converted based on selected currency (Column L) and Column BB (TAXES) value (INR) will be added to the converted values.
Note on K230: gepadmin: 1. If you choose "Full Conversion" then Column BA (AMOUNT) and Column BB (TAXES) BOTH values will be convert based on selected Currency in (Column L). 2. If you choose "Partial Conversion" then Column BA (AMOUNT) only will be converted based on selected currency (Column L) and Column BB (TAXES) value (INR) will be added to the converted values.
Note on K233: gepadmin: 1. If you choose "Full Conversion" then Column BA (AMOUNT) and Column BB (TAXES) BOTH values will be convert based on selected Currency in (Column L). 2. If you choose "Partial Conversion" then Column BA (AMOUNT) only will be converted based on selected currency (Column L) and Column BB (TAXES) value (INR) will be added to the converted values.
Note on K234: gepadmin: 1. If you choose "Full Conversion" then Column BA (AMOUNT) and Column BB (TAXES) BOTH values will be convert based on selected Currency in (Column L). 2. If you choose "Partial Conversion" then Column BA (AMOUNT) only will be converted based on selected currency (Column L) and Column BB (TAXES) value (INR) will be added to the converted values.
Note on K235: gepadmin: 1. If you choose "Full Conversion" then Column BA (AMOUNT) and Column BB (TAXES) BOTH values will be convert based on selected Currency in (Column L). 2. If you choose "Partial Conversion" then Column BA (AMOUNT) only will be converted based on selected currency (Column L) and Column BB (TAXES) value (INR) will be added to the converted values.
Note on K236: gepadmin: 1. If you choose "Full Conversion" then Column BA (AMOUNT) and Column BB (TAXES) BOTH values will be convert based on selected Currency in (Column L). 2. If you choose "Partial Conversion" then Column BA (AMOUNT) only will be converted based on selected currency (Column L) and Column BB (TAXES) value (INR) will be added to the converted values.
Note on K237: gepadmin: 1. If you choose "Full Conversion" then Column BA (AMOUNT) and Column BB (TAXES) BOTH values will be convert based on selected Currency in (Column L). 2. If you choose "Partial Conversion" then Column BA (AMOUNT) only will be converted based on selected currency (Column L) and Column BB (TAXES) value (INR) will be added to the converted values.
Note on K239: gepadmin: 1. If you choose "Full Conversion" then Column BA (AMOUNT) and Column BB (TAXES) BOTH values will be convert based on selected Currency in (Column L). 2. If you choose "Partial Conversion" then Column BA (AMOUNT) only will be converted based on selected currency (Column L) and Column BB (TAXES) value (INR) will be added to the converted values.
Note on K240: gepadmin: 1. If you choose "Full Conversion" then Column BA (AMOUNT) and Column BB (TAXES) BOTH values will be convert based on selected Currency in (Column L). 2. If you choose "Partial Conversion" then Column BA (AMOUNT) only will be converted based on selected currency (Column L) and Column BB (TAXES) value (INR) will be added to the converted values.
Note on K242: gepadmin: 1. If you choose "Full Conversion" then Column BA (AMOUNT) and Column BB (TAXES) BOTH values will be convert based on selected Currency in (Column L). 2. If you choose "Partial Conversion" then Column BA (AMOUNT) only will be converted based on selected currency (Column L) and Column BB (TAXES) value (INR) will be added to the converted values.
Note on K243: gepadmin: 1. If you choose "Full Conversion" then Column BA (AMOUNT) and Column BB (TAXES) BOTH values will be convert based on selected Currency in (Column L). 2. If you choose "Partial Conversion" then Column BA (AMOUNT) only will be converted based on selected currency (Column L) and Column BB (TAXES) value (INR) will be added to the converted values.
Note on K244: gepadmin: 1. If you choose "Full Conversion" then Column BA (AMOUNT) and Column BB (TAXES) BOTH values will be convert based on selected Currency in (Column L). 2. If you choose "Partial Conversion" then Column BA (AMOUNT) only will be converted based on selected currency (Column L) and Column BB (TAXES) value (INR) will be added to the converted values.
Note on K246: gepadmin: 1. If you choose "Full Conversion" then Column BA (AMOUNT) and Column BB (TAXES) BOTH values will be convert based on selected Currency in (Column L). 2. If you choose "Partial Conversion" then Column BA (AMOUNT) only will be converted based on selected currency (Column L) and Column BB (TAXES) value (INR) will be added to the converted values.
Note on K248: gepadmin: 1. If you choose "Full Conversion" then Column BA (AMOUNT) and Column BB (TAXES) BOTH values will be convert based on selected Currency in (Column L). 2. If you choose "Partial Conversion" then Column BA (AMOUNT) only will be converted based on selected currency (Column L) and Column BB (TAXES) value (INR) will be added to the converted values.
Note on K249: gepadmin: 1. If you choose "Full Conversion" then Column BA (AMOUNT) and Column BB (TAXES) BOTH values will be convert based on selected Currency in (Column L). 2. If you choose "Partial Conversion" then Column BA (AMOUNT) only will be converted based on selected currency (Column L) and Column BB (TAXES) value (INR) will be added to the converted values.
Note on K250: gepadmin: 1. If you choose "Full Conversion" then Column BA (AMOUNT) and Column BB (TAXES) BOTH values will be convert based on selected Currency in (Column L). 2. If you choose "Partial Conversion" then Column BA (AMOUNT) only will be converted based on selected currency (Column L) and Column BB (TAXES) value (INR) will be added to the converted values.
Note on K251: gepadmin: 1. If you choose "Full Conversion" then Column BA (AMOUNT) and Column BB (TAXES) BOTH values will be convert based on selected Currency in (Column L). 2. If you choose "Partial Conversion" then Column BA (AMOUNT) only will be converted based on selected currency (Column L) and Column BB (TAXES) value (INR) will be added to the converted values.
Note on K253: gepadmin: 1. If you choose "Full Conversion" then Column BA (AMOUNT) and Column BB (TAXES) BOTH values will be convert based on selected Currency in (Column L). 2. If you choose "Partial Conversion" then Column BA (AMOUNT) only will be converted based on selected currency (Column L) and Column BB (TAXES) value (INR) will be added to the converted values.
Note on K256: gepadmin: 1. If you choose "Full Conversion" then Column BA (AMOUNT) and Column BB (TAXES) BOTH values will be convert based on selected Currency in (Column L). 2. If you choose "Partial Conversion" then Column BA (AMOUNT) only will be converted based on selected currency (Column L) and Column BB (TAXES) value (INR) will be added to the converted values.
Note on K258: gepadmin: 1. If you choose "Full Conversion" then Column BA (AMOUNT) and Column BB (TAXES) BOTH values will be convert based on selected Currency in (Column L). 2. If you choose "Partial Conversion" then Column BA (AMOUNT) only will be converted based on selected currency (Column L) and Column BB (TAXES) value (INR) will be added to the converted values.
Note on K260: gepadmin: 1. If you choose "Full Conversion" then Column BA (AMOUNT) and Column BB (TAXES) BOTH values will be convert based on selected Currency in (Column L). 2. If you choose "Partial Conversion" then Column BA (AMOUNT) only will be converted based on selected currency (Column L) and Column BB (TAXES) value (INR) will be added to the converted values.
Note on K261: gepadmin: 1. If you choose "Full Conversion" then Column BA (AMOUNT) and Column BB (TAXES) BOTH values will be convert based on selected Currency in (Column L). 2. If you choose "Partial Conversion" then Column BA (AMOUNT) only will be converted based on selected currency (Column L) and Column BB (TAXES) value (INR) will be added to the converted values.
Note on K262: gepadmin: 1. If you choose "Full Conversion" then Column BA (AMOUNT) and Column BB (TAXES) BOTH values will be convert based on selected Currency in (Column L). 2. If you choose "Partial Conversion" then Column BA (AMOUNT) only will be converted based on selected currency (Column L) and Column BB (TAXES) value (INR) will be added to the converted values.
Note on K263: gepadmin: 1. If you choose "Full Conversion" then Column BA (AMOUNT) and Column BB (TAXES) BOTH values will be convert based on selected Currency in (Column L). 2. If you choose "Partial Conversion" then Column BA (AMOUNT) only will be converted based on selected currency (Column L) and Column BB (TAXES) value (INR) will be added to the converted values.
Note on K264: gepadmin: 1. If you choose "Full Conversion" then Column BA (AMOUNT) and Column BB (TAXES) BOTH values will be convert based on selected Currency in (Column L). 2. If you choose "Partial Conversion" then Column BA (AMOUNT) only will be converted based on selected currency (Column L) and Column BB (TAXES) value (INR) will be added to the converted values.
Note on K266: gepadmin: 1. If you choose "Full Conversion" then Column BA (AMOUNT) and Column BB (TAXES) BOTH values will be convert based on selected Currency in (Column L). 2. If you choose "Partial Conversion" then Column BA (AMOUNT) only will be converted based on selected currency (Column L) and Column BB (TAXES) value (INR) will be added to the converted values.
Note on K267: gepadmin: 1. If you choose "Full Conversion" then Column BA (AMOUNT) and Column BB (TAXES) BOTH values will be convert based on selected Currency in (Column L). 2. If you choose "Partial Conversion" then Column BA (AMOUNT) only will be converted based on selected currency (Column L) and Column BB (TAXES) value (INR) will be added to the converted values.
Note on K268: gepadmin: 1. If you choose "Full Conversion" then Column BA (AMOUNT) and Column BB (TAXES) BOTH values will be convert based on selected Currency in (Column L). 2. If you choose "Partial Conversion" then Column BA (AMOUNT) only will be converted based on selected currency (Column L) and Column BB (TAXES) value (INR) will be added to the converted values.
Note on K269: gepadmin: 1. If you choose "Full Conversion" then Column BA (AMOUNT) and Column BB (TAXES) BOTH values will be convert based on selected Currency in (Column L). 2. If you choose "Partial Conversion" then Column BA (AMOUNT) only will be converted based on selected currency (Column L) and Column BB (TAXES) value (INR) will be added to the converted values.
Note on K270: gepadmin: 1. If you choose "Full Conversion" then Column BA (AMOUNT) and Column BB (TAXES) BOTH values will be convert based on selected Currency in (Column L). 2. If you choose "Partial Conversion" then Column BA (AMOUNT) only will be converted based on selected currency (Column L) and Column BB (TAXES) value (INR) will be added to the converted values.
Note on K271: gepadmin: 1. If you choose "Full Conversion" then Column BA (AMOUNT) and Column BB (TAXES) BOTH values will be convert based on selected Currency in (Column L). 2. If you choose "Partial Conversion" then Column BA (AMOUNT) only will be converted based on selected currency (Column L) and Column BB (TAXES) value (INR) will be added to the converted values.
Note on K273: gepadmin: 1. If you choose "Full Conversion" then Column BA (AMOUNT) and Column BB (TAXES) BOTH values will be convert based on selected Currency in (Column L). 2. If you choose "Partial Conversion" then Column BA (AMOUNT) only will be converted based on selected currency (Column L) and Column BB (TAXES) value (INR) will be added to the converted values.
Note on K275: gepadmin: 1. If you choose "Full Conversion" then Column BA (AMOUNT) and Column BB (TAXES) BOTH values will be convert based on selected Currency in (Column L). 2. If you choose "Partial Conversion" then Column BA (AMOUNT) only will be converted based on selected currency (Column L) and Column BB (TAXES) value (INR) will be added to the converted values.
Note on K277: gepadmin: 1. If you choose "Full Conversion" then Column BA (AMOUNT) and Column BB (TAXES) BOTH values will be convert based on selected Currency in (Column L). 2. If you choose "Partial Conversion" then Column BA (AMOUNT) only will be converted based on selected currency (Column L) and Column BB (TAXES) value (INR) will be added to the converted values.
Note on K279: gepadmin: 1. If you choose "Full Conversion" then Column BA (AMOUNT) and Column BB (TAXES) BOTH values will be convert based on selected Currency in (Column L). 2. If you choose "Partial Conversion" then Column BA (AMOUNT) only will be converted based on selected currency (Column L) and Column BB (TAXES) value (INR) will be added to the converted values.
Note on K280: gepadmin: 1. If you choose "Full Conversion" then Column BA (AMOUNT) and Column BB (TAXES) BOTH values will be convert based on selected Currency in (Column L). 2. If you choose "Partial Conversion" then Column BA (AMOUNT) only will be converted based on selected currency (Column L) and Column BB (TAXES) value (INR) will be added to the converted values.
Note on K283: gepadmin: 1. If you choose "Full Conversion" then Column BA (AMOUNT) and Column BB (TAXES) BOTH values will be convert based on selected Currency in (Column L). 2. If you choose "Partial Conversion" then Column BA (AMOUNT) only will be converted based on selected currency (Column L) and Column BB (TAXES) value (INR) will be added to the converted values.
Note on K285: gepadmin: 1. If you choose "Full Conversion" then Column BA (AMOUNT) and Column BB (TAXES) BOTH values will be convert based on selected Currency in (Column L). 2. If you choose "Partial Conversion" then Column BA (AMOUNT) only will be converted based on selected currency (Column L) and Column BB (TAXES) value (INR) will be added to the converted values.
Note on K288: gepadmin: 1. If you choose "Full Conversion" then Column BA (AMOUNT) and Column BB (TAXES) BOTH values will be convert based on selected Currency in (Column L). 2. If you choose "Partial Conversion" then Column BA (AMOUNT) only will be converted based on selected currency (Column L) and Column BB (TAXES) value (INR) will be added to the converted values.
Note on K291: gepadmin: 1. If you choose "Full Conversion" then Column BA (AMOUNT) and Column BB (TAXES) BOTH values will be convert based on selected Currency in (Column L). 2. If you choose "Partial Conversion" then Column BA (AMOUNT) only will be converted based on selected currency (Column L) and Column BB (TAXES) value (INR) will be added to the converted values.
Note on K294: gepadmin: 1. If you choose "Full Conversion" then Column BA (AMOUNT) and Column BB (TAXES) BOTH values will be convert based on selected Currency in (Column L). 2. If you choose "Partial Conversion" then Column BA (AMOUNT) only will be converted based on selected currency (Column L) and Column BB (TAXES) value (INR) will be added to the converted values.
Note on K295: gepadmin: 1. If you choose "Full Conversion" then Column BA (AMOUNT) and Column BB (TAXES) BOTH values will be convert based on selected Currency in (Column L). 2. If you choose "Partial Conversion" then Column BA (AMOUNT) only will be converted based on selected currency (Column L) and Column BB (TAXES) value (INR) will be added to the converted values.
Note on K297: gepadmin: 1. If you choose "Full Conversion" then Column BA (AMOUNT) and Column BB (TAXES) BOTH values will be convert based on selected Currency in (Column L). 2. If you choose "Partial Conversion" then Column BA (AMOUNT) only will be converted based on selected currency (Column L) and Column BB (TAXES) value (INR) will be added to the converted values.
Note on K299: gepadmin: 1. If you choose "Full Conversion" then Column BA (AMOUNT) and Column BB (TAXES) BOTH values will be convert based on selected Currency in (Column L). 2. If you choose "Partial Conversion" then Column BA (AMOUNT) only will be converted based on selected currency (Column L) and Column BB (TAXES) value (INR) will be added to the converted values.
Note on K301: gepadmin: 1. If you choose "Full Conversion" then Column BA (AMOUNT) and Column BB (TAXES) BOTH values will be convert based on selected Currency in (Column L). 2. If you choose "Partial Conversion" then Column BA (AMOUNT) only will be converted based on selected currency (Column L) and Column BB (TAXES) value (INR) will be added to the converted values.
Note on K303: gepadmin: 1. If you choose "Full Conversion" then Column BA (AMOUNT) and Column BB (TAXES) BOTH values will be convert based on selected Currency in (Column L). 2. If you choose "Partial Conversion" then Column BA (AMOUNT) only will be converted based on selected currency (Column L) and Column BB (TAXES) value (INR) will be added to the converted values.
Note on K306: gepadmin: 1. If you choose "Full Conversion" then Column BA (AMOUNT) and Column BB (TAXES) BOTH values will be convert based on selected Currency in (Column L). 2. If you choose "Partial Conversion" then Column BA (AMOUNT) only will be converted based on selected currency (Column L) and Column BB (TAXES) value (INR) will be added to the converted values.
Note on K307: gepadmin: 1. If you choose "Full Conversion" then Column BA (AMOUNT) and Column BB (TAXES) BOTH values will be convert based on selected Currency in (Column L). 2. If you choose "Partial Conversion" then Column BA (AMOUNT) only will be converted based on selected currency (Column L) and Column BB (TAXES) value (INR) will be added to the converted values.
Note on K309: gepadmin: 1. If you choose "Full Conversion" then Column BA (AMOUNT) and Column BB (TAXES) BOTH values will be convert based on selected Currency in (Column L). 2. If you choose "Partial Conversion" then Column BA (AMOUNT) only will be converted based on selected currency (Column L) and Column BB (TAXES) value (INR) will be added to the converted values.
Note on K310: gepadmin: 1. If you choose "Full Conversion" then Column BA (AMOUNT) and Column BB (TAXES) BOTH values will be convert based on selected Currency in (Column L). 2. If you choose "Partial Conversion" then Column BA (AMOUNT) only will be converted based on selected currency (Column L) and Column BB (TAXES) value (INR) will be added to the converted values.
Note on K311: gepadmin: 1. If you choose "Full Conversion" then Column BA (AMOUNT) and Column BB (TAXES) BOTH values will be convert based on selected Currency in (Column L). 2. If you choose "Partial Conversion" then Column BA (AMOUNT) only will be converted based on selected currency (Column L) and Column BB (TAXES) value (INR) will be added to the converted values.
Note on K312: gepadmin: 1. If you choose "Full Conversion" then Column BA (AMOUNT) and Column BB (TAXES) BOTH values will be convert based on selected Currency in (Column L). 2. If you choose "Partial Conversion" then Column BA (AMOUNT) only will be converted based on selected currency (Column L) and Column BB (TAXES) value (INR) will be added to the converted values.
Note on K313: gepadmin: 1. If you choose "Full Conversion" then Column BA (AMOUNT) and Column BB (TAXES) BOTH values will be convert based on selected Currency in (Column L). 2. If you choose "Partial Conversion" then Column BA (AMOUNT) only will be converted based on selected currency (Column L) and Column BB (TAXES) value (INR) will be added to the converted values.
Note on K314: gepadmin: 1. If you choose "Full Conversion" then Column BA (AMOUNT) and Column BB (TAXES) BOTH values will be convert based on selected Currency in (Column L). 2. If you choose "Partial Conversion" then Column BA (AMOUNT) only will be converted based on selected currency (Column L) and Column BB (TAXES) value (INR) will be added to the converted values.
Note on K315: gepadmin: 1. If you choose "Full Conversion" then Column BA (AMOUNT) and Column BB (TAXES) BOTH values will be convert based on selected Currency in (Column L). 2. If you choose "Partial Conversion" then Column BA (AMOUNT) only will be converted based on selected currency (Column L) and Column BB (TAXES) value (INR) will be added to the converted values.
Note on K316: gepadmin: 1. If you choose "Full Conversion" then Column BA (AMOUNT) and Column BB (TAXES) BOTH values will be convert based on selected Currency in (Column L). 2. If you choose "Partial Conversion" then Column BA (AMOUNT) only will be converted based on selected currency (Column L) and Column BB (TAXES) value (INR) will be added to the converted values.
Note on K317: gepadmin: 1. If you choose "Full Conversion" then Column BA (AMOUNT) and Column BB (TAXES) BOTH values will be convert based on selected Currency in (Column L). 2. If you choose "Partial Conversion" then Column BA (AMOUNT) only will be converted based on selected currency (Column L) and Column BB (TAXES) value (INR) will be added to the converted values.
Note on K318: gepadmin: 1. If you choose "Full Conversion" then Column BA (AMOUNT) and Column BB (TAXES) BOTH values will be convert based on selected Currency in (Column L). 2. If you choose "Partial Conversion" then Column BA (AMOUNT) only will be converted based on selected currency (Column L) and Column BB (TAXES) value (INR) will be added to the converted values.
Note on K319: gepadmin: 1. If you choose "Full Conversion" then Column BA (AMOUNT) and Column BB (TAXES) BOTH values will be convert based on selected Currency in (Column L). 2. If you choose "Partial Conversion" then Column BA (AMOUNT) only will be converted based on selected currency (Column L) and Column BB (TAXES) value (INR) will be added to the converted values.
Note on K320: gepadmin: 1. If you choose "Full Conversion" then Column BA (AMOUNT) and Column BB (TAXES) BOTH values will be convert based on selected Currency in (Column L). 2. If you choose "Partial Conversion" then Column BA (AMOUNT) only will be converted based on selected currency (Column L) and Column BB (TAXES) value (INR) will be added to the converted values.
Note on K321: gepadmin: 1. If you choose "Full Conversion" then Column BA (AMOUNT) and Column BB (TAXES) BOTH values will be convert based on selected Currency in (Column L). 2. If you choose "Partial Conversion" then Column BA (AMOUNT) only will be converted based on selected currency (Column L) and Column BB (TAXES) value (INR) will be added to the converted values.
Note on K322: gepadmin: 1. If you choose "Full Conversion" then Column BA (AMOUNT) and Column BB (TAXES) BOTH values will be convert based on selected Currency in (Column L). 2. If you choose "Partial Conversion" then Column BA (AMOUNT) only will be converted based on selected currency (Column L) and Column BB (TAXES) value (INR) will be added to the converted values.
Note on K323: gepadmin: 1. If you choose "Full Conversion" then Column BA (AMOUNT) and Column BB (TAXES) BOTH values will be convert based on selected Currency in (Column L). 2. If you choose "Partial Conversion" then Column BA (AMOUNT) only will be converted based on selected currency (Column L) and Column BB (TAXES) value (INR) will be added to the converted values.
Note on K324: gepadmin: 1. If you choose "Full Conversion" then Column BA (AMOUNT) and Column BB (TAXES) BOTH values will be convert based on selected Currency in (Column L). 2. If you choose "Partial Conversion" then Column BA (AMOUNT) only will be converted based on selected currency (Column L) and Column BB (TAXES) value (INR) will be added to the converted values.
Note on K325: gepadmin: 1. If you choose "Full Conversion" then Column BA (AMOUNT) and Column BB (TAXES) BOTH values will be convert based on selected Currency in (Column L). 2. If you choose "Partial Conversion" then Column BA (AMOUNT) only will be converted based on selected currency (Column L) and Column BB (TAXES) value (INR) will be added to the converted values.
Note on K326: gepadmin: 1. If you choose "Full Conversion" then Column BA (AMOUNT) and Column BB (TAXES) BOTH values will be convert based on selected Currency in (Column L). 2. If you choose "Partial Conversion" then Column BA (AMOUNT) only will be converted based on selected currency (Column L) and Column BB (TAXES) value (INR) will be added to the converted values.
Note on K327: gepadmin: 1. If you choose "Full Conversion" then Column BA (AMOUNT) and Column BB (TAXES) BOTH values will be convert based on selected Currency in (Column L). 2. If you choose "Partial Conversion" then Column BA (AMOUNT) only will be converted based on selected currency (Column L) and Column BB (TAXES) value (INR) will be added to the converted values.
Note on K328: gepadmin: 1. If you choose "Full Conversion" then Column BA (AMOUNT) and Column BB (TAXES) BOTH values will be convert based on selected Currency in (Column L). 2. If you choose "Partial Conversion" then Column BA (AMOUNT) only will be converted based on selected currency (Column L) and Column BB (TAXES) value (INR) will be added to the converted values.
Note on K329: gepadmin: 1. If you choose "Full Conversion" then Column BA (AMOUNT) and Column BB (TAXES) BOTH values will be convert based on selected Currency in (Column L). 2. If you choose "Partial Conversion" then Column BA (AMOUNT) only will be converted based on selected currency (Column L) and Column BB (TAXES) value (INR) will be added to the converted values.
Note on K330: gepadmin: 1. If you choose "Full Conversion" then Column BA (AMOUNT) and Column BB (TAXES) BOTH values will be convert based on selected Currency in (Column L). 2. If you choose "Partial Conversion" then Column BA (AMOUNT) only will be converted based on selected currency (Column L) and Column BB (TAXES) value (INR) will be added to the converted values.
Note on K331: gepadmin: 1. If you choose "Full Conversion" then Column BA (AMOUNT) and Column BB (TAXES) BOTH values will be convert based on selected Currency in (Column L). 2. If you choose "Partial Conversion" then Column BA (AMOUNT) only will be converted based on selected currency (Column L) and Column BB (TAXES) value (INR) will be added to the converted values.
Note on K332: gepadmin: 1. If you choose "Full Conversion" then Column BA (AMOUNT) and Column BB (TAXES) BOTH values will be convert based on selected Currency in (Column L). 2. If you choose "Partial Conversion" then Column BA (AMOUNT) only will be converted based on selected currency (Column L) and Column BB (TAXES) value (INR) will be added to the converted values.
Validate
Print
Help

## Macros
Please Enable Macros to View BoQ information