## BoQ1 (hidden)
Percentage BoQ
BoQ_Ver3.1 | Percentage | Normal | INR Only | INR
Select, At Par, Excess (+), Less (-) |  | IOCL
Tender Inviting Authority: Superintending Engineer, IWD, IIT, Kanpur
Name of Work: Setting right of vacant house no 671 with Servant Quarter and Garage.
Contract No: 27/Civil/D2/2021-22/04
Name of the Bidder/ Bidding Firm / Company :
PRICE SCHEDULE (This BOQ template must not be modified/replaced by the bidder and the same should be uploaded after filling the relevant columns, else the bidder is liable to be rejected for this tender. Bidders are allowed to enter the Bidder Name and Values only )
NUMBER # | TEXT # | TEXT # | NUMBER # | TEXT # | NUMBER | NUMBER | TEXT | TEXT # | NUMBER # | TEXT# | TEXT # | NUMBER # | NUMBER | NUMBER | NUMBER | NUMBER | TEXT | TEXT | NUMBER | NUMBER | NUMBER | NUMBER | TEXT | TEXT | NUMBER | NUMBER | NUMBER | NUMBER | TEXT | TEXT | NUMBER | NUMBER | NUMBER | NUMBER | TEXT | TEXT | NUMBER | NUMBER | NUMBER | NUMBER | TEXT | TEXT | NUMBER | NUMBER | NUMBER # | NUMBER # | TEXT | TEXT | NUMBER # | NUMBER # | DATE | NUMBER # | NUMBER # | TEXT #
Sl. No. | Item Description | Item Code / Make | Quantity | Units | Estimated Rate in Rs. P |  |  | Addition / Deduction | Addition / Deduction Values | Currency Convertion against each Item | Quoted Currency in INR / Other Currency | BASIC RATE In Figures To be entered by the Bidder Rs. P | Excise Duty | VAT | Freight Charges ( Unloading & Stacking) | Any Other Taxes/Duties/Levies |  |  | Other Taxes 2 | IIIrd Party i.e DGS&D / RITES etc Inspection Charges @0.34%+Service Tax | Less for Cenvat Credit,if any respect of Supplies Under full Excise Duty Category | [30 empty] | TOTAL AMOUNT in Rs. P | TOTAL AMOUNT With Taxes | TOTAL AMOUNT In Words
1 | 2 | 3 | 4 | 5 | 6 | 7 | 8 | 9 | 10 | 11 | 12 | 13 | 14 | 15 | 16 | 17 | 18 | 19 | 20 | 21 | 22 | 23 | 24 | 25 | 26 | 27 | 28 | 29 | 30 | 31 | 32 | 33 | 34 | 35 | 36 | 37 | 38 | 39 | 40 | 41 | 42 | 43 | 44 | 45 | 46 | 47 | 48 | 49 | 50 | 51 | 52 | 7 | 54 | 8
1 | CARRIAGE OF MATERIALS | item no.1 | [52 empty] | 1 | REINFORCED CEMENT CONCRETE | item no.1 |  |  | Construction of chamber for 100mm sluices valve | item1 | 10 | 1 Nos
1.01 | By Mechanical Transport including loading,unloading and stacking | item no.2 | [52 empty] | 1.01 | Reinforced cement concrete work in beams, suspended floors, roofs having slope up to 15° landings, balconies, shelves, chajjas, lintels, bands, plain window sills, staircases and spiral stair cases above plinth level up to floor five level, excluding the cost of centering, shuttering, finishing and reinforcement, with 1:1.5:3 (1 cement: 1.5 coarse sand (zone-III)derived from natural sources: 3 graded stone aggregate 20 mm nominal size derived from natural sources). | item no.2 | 0.22 | cum | Supplying, Conveying and fixing spls. Including eart | item1 | 123.223 | Nos
1.02 | Lime, moorum, building rubbish Lead - 2 km | item no.3 | 9.5 | cum | 104.81 |  |  | Excess(+) | 1 | Full Conversion | INR | [40 empty] | #VALUE! | #VALUE! | #VALUE! | 1.02 | Centering and shuttering including strutting, propping etc. and removal of form for | item no.3 |  |  | Construction of chamber for 100mm sluice plates | item2 | 213 | Nos
2 | EARTH WORK | item no.4 | [52 empty] | 1.03 | Shelves (Cast in situ) | item no.4 | 3.5 | sqm
2.01 | Earth work in excavation by mechanical means (Hydraulic excavator)/manual means over areas (exceeding 30 cm in depth, 1.5 m in width as well as 10 sqm on plan) including getting out and disposal of excavated earth lead upto 50 m and lift upto 1.5 m, as directed by Engineer-in-charge. | item no.5 | [52 empty] | 1.04 | Steel reinforcement for R.C.C. work including straightening, cutting, bending, placing in position and binding all complete above plinth level. | item no.5
2.02 | All kinds of soil | item no.6 | 2.6 | cum | 159.44 |  |  | Excess(+) | 1 | Full Conversion | INR | [40 empty] | #VALUE! | #VALUE! | #VALUE! | 1.05 | Thermo-Mechanically Treated bars of grade Fe-500D or more. | item no.6 | 26 | kg
2.03 | Excavating trenches of required width for pipes, cables, etc including excavation for sockets, and dressing of sides, ramming of bottoms, depth upto 1.5 m, including getting out the excavated soil, and then returning the soil as required, in layers not exceeding 20 cm in depth, including consolidating each deposited layer by ramming, watering, etc. and disposing of surplus excavated soil as directed, within a lead of 50 m : | item no.7 | [52 empty] | 2.01 | MASONRY WORK | item no.7
2.04 | All kinds of soil | item no.8 | [52 empty] | 2.02 | Half brick masonry with common burnt clay F.P.S. (non modular) bricks of class designation 7.5 in superstructure above plinth level up to floor V level. | item no.8 |  |  | Construction of chamber for 100mm sluices valve | item3 | 10 | Nos
2.05 | Pipes, cables etc. exceeding 80 mm dia. but not exceeding 300 mm dia | item no.9 | 8 | metre | 319.33 |  |  | Excess(+) | 1 | Full Conversion | INR | [40 empty] | #VALUE! | #VALUE! | #VALUE! | 2.03 | Cement mortar 1:4 (1 cement :4 coarse sand) | item no.9 | 1.6 | sqm
2.06 | Supplying and filling in plinth with sand under floors, including watering, ramming, consolidating and dressing complete. | item no.10 | 0.4 | cum | 1712.45 |  |  | Excess(+) | 1 | Full Conversion | INR | [40 empty] | #VALUE! | #VALUE! | #VALUE! | 3 | CLADDING WORK | item no.10 |  |  | Supplying, Conveying and fixing spls. Including eart | item1 | 123.223 | Nos
2.07 | Clearing jungle including uprooting of rank vegetation, grass, brush wood, trees and saplings of girth up to 30 cm measured at a height of 1 m above ground level and removal of rubbish up to a distance of 50 m outside the periphery of the area cleared. | item no.11 | 142 | sqm | 11 |  |  | Excess(+) | 1 | Full Conversion | INR | [40 empty] | #VALUE! | #VALUE! | #VALUE! | 3.01 | Providing and fixing 18 mm thick gang saw cut, mirror polished, premoulded and prepolished, machine cut for kitchen platforms, vanity counters, window sills, facias and similar locations of required size, approved shade, colour and texture laid over 20 mm thick base cement mortar 1:4 (1 cement : 4 coarse sand), joints treated with white cement, mixed with matching pigment, epoxy touch ups, including rubbing, curing, moulding and polishing to edges to give high gloss finish etc. complete at all levels. | item no.11 |  |  | Supplying, Conveying and fixing spls. Including ea | item4 | 10 | Nos
2.08 | Supplying chemical emulsion in sealed containers including delivery as specified. | item no.12 | [52 empty] | 3.02 | Granite of any colour and shade | item no.12
2.09 | Chlorpyriphos/ Lindane emulsifiable concentrate of 20% | item no.13 | 20 | litre | 176.1 |  |  | Excess(+) | 1 | Full Conversion | INR | [40 empty] | #VALUE! | #VALUE! | #VALUE! | 3.03 | Area of slab over 0.50 sqm | item no.13 | 3.2 | sqm | Construction of chamber for 100mm sluice plates | item2 | 213 | Nos
3 | CONCRETE WORK | item no.14 | [52 empty] | 3.04 | Extra for providing opening of required size & shape for wash basin/ kitchen sink in kitchen platform, vanity counter and similar location in marble/ Granite/ stone work, including necessary holes for pillar taps etc. including moulding, rubbing and polishing of cut edges etc. complete. | item no.14 | 3 | each
3.01 | Providing and laying in position cement concrete of specified grade excluding the cost of centering and shuttering - All work up to plinth level : | item no.15 | [52 empty] | 3.05 | Providing and fixing Ist quality ceramic glazed wall tiles conforming to IS: 15622 (thickness to be specified by the manufacturer), of approved make, in all colours, shades except burgundy, bottle green, black of any size as approved by Engineer-in-Charge, in skirting, risers of steps and dados, over 12 mm thick bed of cement mortar 1:3 (1 cement : 3 coarse sand) and jointing with grey cement slurry @ 3.3kg per sqm, including pointing in white cement mixed with pigment of matching shade complete. | item no.15 | 9 | sqm
3.02 | 1:2:4 (1 cement : 2 coarse sand (zone-III) derived from natural sources: 4 graded stone aggregate 20 mm nominal size derived from natural sources). | item no.16 | 1.61 | cum | 5952.3 |  |  | Excess(+) | 1 | Full Conversion | INR | [40 empty] | #VALUE! | #VALUE! | #VALUE! | 4 | WOOD AND PVC WORK | item no.16
3.03 | Making plinth protection 50mm thick of cement concrete 1:3:6 (1 cement : 3 coarse sand derived from natural sources : 6 graded stone aggregate 20 mm nominal size derived from natural sources) over 75mm thick bed of dry brick ballast 40 mm nominal size, well rammed and consolidated and grouted with fine sand, including necessary excavation, levelling & dressing & finishing the top smooth. | item no.17 | 1.2 | sqm | 538.4 |  |  | Excess(+) | 1 | Full Conversion | INR | [40 empty] | #VALUE! | #VALUE! | #VALUE! | 4.01 | Providing wood work in frames of doors, windows, clerestory windows and other frames, wrought framed and fixed in position with hold fast lugs or with dash fasteners of required dia & length (hold fast lugs or dash fastener shall be paid for separately). | item no.17
4 | REINFORCED CEMENT CONCRETE | item no.18 | [52 empty] | 4.02 | Sal wood | item no.18 | 0.012 | cum
4.01 | Reinforced cement concrete work in walls (any thickness), including attached pilasters, buttresses, plinth and string courses, fillets, columns, pillars, piers, abutments, posts and struts etc. above plinth level up to floor five level, excluding cost of centering, shuttering, finishing and reinforcement | item no.19 | [52 empty] | 4.03 | Providing and fixing ISI marked flush door shutters conforming to IS : 2202 (Part I) non-decorative type, core of block board construction with frame of 1st class hard wood and well matched commercial 3 ply veneering with vertical grains or cross bands and face veneers on both faces of shutters: | item no.19
4.02 | 1:1.5:3 (1 cement : 1.5 coarse sand (zone-III) derived from natural sources : 3 graded stone aggregate 20 mm nominal size derived from natural sources). | item no.20 | 0.15 | cum | 8159.57 |  |  | Excess(+) | 1 | Full Conversion | INR | [40 empty] | #VALUE! | #VALUE! | #VALUE! | 4.04 | 35 mm thick including ISI marked Stainless Steel butt hinges with necessary screws | item no.20 | 4.4 | sqm
4.03 | Reinforced cement concrete work in beams, suspended floors, roofs having slope up to 15° landings, balconies, shelves, chajjas, lintels, bands, plain window sills, staircases and spiral stair cases above plinth level up to floor five level, excluding the cost of centering, shuttering, finishing and reinforcement, with 1:1.5:3 (1 cement: 1.5 coarse sand (zone-III)derived from natural sources: 3 graded stone aggregate 20 mm nominal size derived from natural sources). | item no.21 | 2.85 | cum | 8560.98 |  |  | Excess(+) | 1 | Full Conversion | INR | [40 empty] | #VALUE! | #VALUE! | #VALUE! | 4.05 | Extra for cutting rebate in flush door shutters (Total area of the shutter to be measured). | item no.21 | 4.4 | sqm
4.04 | Centering and shuttering including strutting, propping etc. and removal of form for | item no.22 | [52 empty] | 4.06 | Providing and fixing oxidised M.S. casement stays (straight peg type) with necessary screws etc. complete. | item no.22
4.05 | Foundations, footings, bases of columns, etc. for mass concrete | item no.23 | 0.6 | sqm | 249.75 |  |  | Excess(+) | 1 | Full Conversion | INR | [40 empty] | #VALUE! | #VALUE! | #VALUE! | 4.07 | 250 mm weighing not less than 150 gms | item no.23 | 12 | each
4.06 | Walls (any thickness) including attached pilasters, butteresses, plinth and string courses etc. | item no.24 | 1.1 | sqm | 534.23 |  |  | Excess(+) | 1 | Full Conversion | INR | [40 empty] | #VALUE! | #VALUE! | #VALUE! | 4.08 | Providing and fixing aluminium die cast body tubular type universal hydraulic door closer (having brand logo with ISI, IS : 3564, embossed on the body, door weight upto 35 kg and door width upto 700 mm), with necessary accessories and screws etc. complete. | item no.24 | 3 | each
4.07 | Suspended floors, roofs, landings, balconies and access platform | item no.25 | 1.5 | sqm | 607.67 |  |  | Excess(+) | 1 | Full Conversion | INR | [40 empty] | #VALUE! | #VALUE! | #VALUE! | 4.09 | Providing and fixing aluminium sliding door bolts, ISI marked anodised (anodic coating not less than grade AC 10 as per IS : 1868), transparent or dyed to required colour or shade, with nuts and screws etc. complete : | item no.25
4.08 | Shelves (Cast in situ) | item no.26 | 16 | sqm | 607.67 |  |  | Excess(+) | 1 | Full Conversion | INR | [40 empty] | #VALUE! | #VALUE! | #VALUE! | 4.1 | 300x16 mm | item no.26 | 3 | each
4.09 | Lintels, beams, plinth beams, girders, bressumers and cantilevers | item no.27 | 0.1 | sqm | 484.04 |  |  | Excess(+) | 1 | Full Conversion | INR | [40 empty] | #VALUE! | #VALUE! | #VALUE! | 4.11 | Providing and fixing aluminium tower bolts, ISI marked, anodised (anodic coating not less than grade AC 10 as per IS : 1868 ) transparent or dyed to required colour or shade, with necessary screws etc. complete : | item no.27
4.1 | Stairs, (excluding landings) except spiral-staircases | item no.28 | 11 | sqm | 545.68 |  |  | Excess(+) | 1 | Full Conversion | INR | [40 empty] | #VALUE! | #VALUE! | #VALUE! | 4.12 | 250x10 mm | item no.28 | 4 | each
4.11 | Steel reinforcement for R.C.C. work including straightening, cutting, bending, placing in position and binding all complete above plinth level. | item no.29 | [52 empty] | 4.13 | Providing and fixing aluminium handles, ISI marked, anodised (anodic coating not less than grade AC 10 as per IS : 1868) transparent or dyed to required colour or shade, with necessary screws etc. complete : | item no.29
4.12 | Cold twisted bars | item no.30 | 503 | kg | 73.21 |  |  | Excess(+) | 1 | Full Conversion | INR | [40 empty] | #VALUE! | #VALUE! | #VALUE! | 4.14 | 125 mm | item no.30 | 8 | each
5 | MASONRY WORK | item no.31 | [52 empty] | 4.15 | Providing and fixing aluminium hanging floor door stopper, ISI marked, anodised (anodic coating not less than grade AC 10 as per IS : 1868) transparent or dyed to required colour and shade, with necessary screws etc. complete. | item no.31
5.01 | Brick work with common burnt clay F.P.S. (non modular) bricks of class designation 7.5 in foundation and plinth in: | item no.32 | [52 empty] | 4.16 | Twin rubber stopper | item no.32 | 3 | each
5.02 | Cement mortar 1:6 (1 cement : 6 coarse sand) | item no.33 | 1.94 | cum | 5398.9 |  |  | Excess(+) | 1 | Full Conversion | INR | [40 empty] | #VALUE! | #VALUE! | #VALUE! | 4.17 | Providing and fixing bright finished brass 100 mm mortice latch and lock, ISI marked, with six levers and a pair of anodised (anodic coating not less than grade AC 10 as per IS : 1868) aluminium lever handles of approved quality with necessary screws etc. complete. | item no.33 | 3 | each
5.03 | Brick work with common burnt clay F.P.S. (non modular) bricks of class designation 7.5 in superstructure above plinth level up to floor V level in all shapes and sizes in : | item no.34 | [52 empty] | 5 | ROOFING | item no.34
5.04 | Cement mortar 1:6 (1 cement : 6 coarse sand) | item no.35 | 12.6 | cum | 6655.37 |  |  | Excess(+) | 1 | Full Conversion | INR | [40 empty] | #VALUE! | #VALUE! | #VALUE! | 5.01 | Providing and fixing tiled false ceiling of specified materials of size 595x595 mm in true horizontal level, suspended on inter locking metal grid of hot dipped galvanized steel sections ( galvanized @ 120 grams/ sqm, both side inclusive) consisting of main "T" runner with suitably spaced joints to get required length and of size 24x38 mm made from 0.30 mm thick (minimum) sheet, spaced at 1200 mm center to center and cross "T" of size 24x25 mm made of 0.30 mm thick (minimum) sheet, 1200 mm long spaced between main "T" at 600 mm center to center to form a grid of 1200x600 mm and secondary cross "T" of length 600 mm and size 24x25 mm made of 0.30 mm thick (minimum) sheet to be interlocked at middle of the 1200x600 mm panel to form grids of 600x600 mm and wall angle of size 24x24x0.3 mm and laying false ceiling tiles of approved texture in the grid including, required cutting/making, opening for services like diffusers, grills, light fittings, fixtures, smoke detectors etc. Main "T" runners to be suspended from ceiling using GI slotted cleats of size 27 x 37 x 25 x1.6 mm fixed to ceiling with 12.5 mm dia and 50 mm long dash fasteners, 4 mm GI adjustable rods with galvanised butterfly level clips of size 85 x 30 x 0.8 mm spaced at 1200 mm center to center along main T, bottom exposed width of 24 mm of all T-sections shall be pre-painted with polyester paint, all complete for all heights as per specifications, drawings and as directed by Engineer-in-charge. | item no.35
5.05 | Half brick masonry with common burnt clay F.P.S. (non modular) bricks of class designation 7.5 in foundations and plinth in : | item no.36 | [52 empty] | 5.02 | 12.5 mm thick square edge PVC Laminated Gypsum Tile of size 595x595 mm, made of Gypsum plasterboard, manufactured from natural gypsum as per IS 2095 part I and laminated with white 0.16mm thick fire retardant PVC film on the face side and 12micron metalized polyester on the back side with all edges sealed with the face side PVC film which goes around and wraps the edges and is bonded to the edges and the back side metalized polyester film so as to make the tile a completely sealed unit. | item no.36 | 84 | sqm
5.06 | cement mortar 1:4 (1 cement : 4 coarse sand) | item no.37 | 5.6 | sqm | 678.43 |  |  | Excess(+) | 1 | Full Conversion | INR | [40 empty] | #VALUE! | #VALUE! | #VALUE! | 6 | FINISHING | item no.37
5.07 | Half brick masonry with common burnt clay F.P.S. (non modular) bricks of class designation 7.5 in superstructure above plinth level up to floor V level. | item no.38 | [52 empty] | 6.01 | 6 mm cement plaster of mix : | item no.38
5.08 | Cement mortar 1:4 (1 cement :4 coarse sand) | item no.39 | 11 | sqm | 817.27 |  |  | Excess(+) | 1 | Full Conversion | INR | [40 empty] | #VALUE! | #VALUE! | #VALUE! | 6.02 | 1:3 (1 cement : 3 fine sand) | item no.39 | 3.15 | sqm
5.09 | Brick edging 7cm wide 11.4 cm deep to plinth protection with common burnt clay F.P.S. (non modular) bricks of class designation 7.5 including grouting with cement mortar 1:4 (1 cement : 4 fine sand). | item no.40 | 3.2 | metre | 45.59 |  |  | Excess(+) | 1 | Full Conversion | INR | [40 empty] | #VALUE! | #VALUE! | #VALUE! | 6.03 | Distempering with 1st quality acrylic distemper (ready mixed) having VOC content less than 50 gms/litre, of approved manufacturer, of required shade and colour complete, as per manufacturer's specification. | item no.40
6 | CLADDING WORK | item no.41 | [52 empty] | 6.04 | Two or more coats on new work | item no.41 | 210 | sqm
6.01 | Providing and fixing 18 mm thick gang saw cut, mirror polished, premoulded and prepolished, machine cut for kitchen platforms, vanity counters, window sills, facias and similar locations of required size, approved shade, colour and texture laid over 20 mm thick base cement mortar 1:4 (1 cement : 4 coarse sand), joints treated with white cement, mixed with matching pigment, epoxy touch ups, including rubbing, curing, moulding and polishing to edges to give high gloss finish etc. complete at all levels. | item no.42 | [52 empty] | 6.05 | Painting with synthetic enamel paint of approved brand and manufacture to give an even shade : | item no.42
6.02 | Granite of any colour and shade | item no.43 | [52 empty] | 6.06 | Two or more coats on new work | item no.43 | 35 | sqm
6.03 | Area of slab over 0.50 sqm | item no.44 | 4.95 | sqm | 3513.94 |  |  | Excess(+) | 1 | Full Conversion | INR | [40 empty] | #VALUE! | #VALUE! | #VALUE! | 6.07 | Painting with synthetic enamel paint of approved brand and manufacture of required colour to give an even shade : | item no.44
6.04 | Providing edge moulding to 18 mm thick marble stone counters, Vanities etc., including machine polishing to edge to give high gloss finish etc. complete as per design approved by Engineer-in-Charge. | item no.45 | [52 empty] | 6.08 | Two or more coats on new work over an under coat of suitable shade with ordinary paint of approved brand and manufacture | item no.45 | 11 | sqm
6.05 | Granite work | item no.46 | 10 | metre | 329.89 |  |  | Excess(+) | 1 | Full Conversion | INR | [40 empty] | #VALUE! | #VALUE! | #VALUE! | 6.09 | Providing and applying white cement based putty of average thickness 1 mm, of approved brand and manufacturer, over the plastered wall surface to prepare the surface even and smooth complete. | item no.46 | 210 | sqm
6.06 | Providing and fixing Ist quality ceramic glazed wall tiles conforming to IS: 15622 (thickness to be specified by the manufacturer), of approved make, in all colours, shades except burgundy, bottle green, black of any size as approved by Engineer-in-Charge, in skirting, risers of steps and dados, over 12 mm thick bed of cement mortar 1:3 (1 cement : 3 coarse sand) and jointing with grey cement slurry @ 3.3kg per sqm, including pointing in white cement mixed with pigment of matching shade complete. ( As per approved sample)(8-9mm thick,size 450*300mm) | item no.47 | 26 | sqm | 1090.22 |  |  | Excess(+) | 1 | Full Conversion | INR | [40 empty] | #VALUE! | #VALUE! | #VALUE! | 6.1 | Removing dry or oil bound distemper, water proofing cement paint and the like by scrapping, sand papering and preparing the surface smooth including necessary repairs to scratches etc. complete. | item no.47 | 210 | sqm
7 | WOOD AND PVC WORK | item no.45 | [52 empty] | 6.11 | Distempering with 1st quality acrylic distemper (ready made) having VOC content less than 50 gm per ltr. of approved manufacturer and of required shade and colour complete. as per manufacturer's specification. | item no.48
7.01 | Providing wood work in frames of doors, windows, clerestory windows and other frames, wrought framed and fixed in position with hold fast lugs or with dash fasteners of required dia & length (hold fast lugs or dash fastener shall be paid for separately). | item no.46 | [52 empty] | 6.12 | One or more coats on old work | item no.49 | 84 | sqm
7.02 | Sal wood | item no.47 | 0.16 | cum | 92351.77 |  |  | Excess(+) | 1 | Full Conversion | INR | [40 empty] | #VALUE! | #VALUE! | #VALUE! | 7 | REPAIRS TO BUILDING | item no.50
7.03 | Providing and fixing panelled or panelled and glazed shutters for doors, windows and clerestory windows, including ISI marked M.S. pressed butt hinges bright finished of required size with necessary screws, excluding panelling which will be paid for separately, all complete as per direction of Engineer-in-charge. (Note:- Butt hinges and necessary screws shall be paid separately) | item no.45 | [52 empty] | 7.01 | Repairs to plaster of thickness 12 mm to 20 mm in patches of area 2.5 sq.meters and under, including cutting the patch in proper shape, raking out joints and preparing and plastering the surface of the walls complete, including disposal of rubbish to the dumping ground, all complete as per direction of Engineer-in-Charge. | item no.51
7.04 | Second class teak wood | item no.46 | [52 empty] | 7.02 | With cement mortar 1:4 (1cement: 4 coarse sand) | item no.52 | 5 | sqm
7.05 | 35 mm thick shutters | item no.47 | 1.99 | sqm | 3168.21 |  |  | Excess(+) | 1 | Full Conversion | INR | [40 empty] | #VALUE! | #VALUE! | #VALUE! | 7.03 | Renewing glass panes, with putty and nails wherever necessary including racking out the old putty: | item no.53
7.06 | Providing and fixing glazed shutters for doors, windows and clerestory windows using 4 mm thick float glass panes, including ISI marked M.S. pressed butt hinges bright finished of required size with necessary screws. | item no.45 | [52 empty] | 7.04 | Float glass panes of nominal thickness 4 mm (weight not less than 10kg/sqm) | item no.54 | 6 | sqm
7.07 | Second class teak wood | item no.46 | [52 empty] | 8 | DISMANTLING AND DEMOLISHING | item no.55
7.08 | 35 mm thick | item no.47 | 5.6 | sqm | 3817.4 |  |  | Excess(+) | 1 | Full Conversion | INR | [40 empty] | #VALUE! | #VALUE! | #VALUE! | 8.01 | Dismantling doors, windows and clerestory windows (steel or wood) shutter including chowkhats, architrave, holdfasts etc. complete and stacking within 50 metres lead : | item no.56
7.09 | Providing and fixing ISI marked oxidised M.S. sliding door bolts with nuts and screws etc. complete : | item no.45 | [52 empty] | 8.02 | Of area beyond 3 sq. metres | item no.57 | 1 | each
7.1 | 250x16 mm | item no.46 | 10 | each | 149.05 |  |  | Excess(+) | 1 | Full Conversion | INR | [40 empty] | #VALUE! | #VALUE! | #VALUE! | 9 | SANITARY INSTALLATIONS | item no.58
7.11 | Providing and fixing ISI marked oxidised M.S. tower bolt black finish, (Barrel type) with necessary screws etc. complete : | item no.47 | [52 empty] | 9.01 | Providing and fixing white vitreous china laboratory sink including making all connections excluding cost of fittings : | item no.59
7.12 | 200x10 mm | item no.45 | 2 | each | 53.09 |  |  | Excess(+) | 1 | Full Conversion | INR | [40 empty] | #VALUE! | #VALUE! | #VALUE! | 9.02 | Size 600x450x200 mm | item no.60 | 3 | each
7.13 | 150x10 mm | item no.46 | 13 | each | 46.07 |  |  | Excess(+) | 1 | Full Conversion | INR | [40 empty] | #VALUE! | #VALUE! | #VALUE! | 9.03 | Providing and fixing P.V.C. waste pipe for sink or wash basin including P.V.C. waste fittings complete. | item no.61
7.14 | 100x10 mm | item no.47 | 12 | each | 33.93 |  |  | Excess(+) | 1 | Full Conversion | INR | [40 empty] | #VALUE! | #VALUE! | #VALUE! | 9.04 | Flexible pipe | item no.62
7.15 | Providing and fixing ISI marked oxidised M.S. handles conforming to IS:4992 with necessary screws etc. complete : | item no.45 | [52 empty] | 9.05 | 32 mm dia | item no.63 | 3 | each
7.16 | 125 mm | item no.46 | 2 | each | 30.55 |  |  | Excess(+) | 1 | Full Conversion | INR | [40 empty] | #VALUE! | #VALUE! | #VALUE! | 9.06 | Providing and fixing 600x450 mm beveled edge mirror of superior glass (of approved quality) complete with 6 mm thick hard board ground fixed to wooden cleats with C.P. brass screws and washers complete. | item no.64 | 2 | each
7.17 | 100 mm | item no.47 | 12 | each | 24.5 |  |  | Excess(+) | 1 | Full Conversion | INR | [40 empty] | #VALUE! | #VALUE! | #VALUE! | 10 | WATER SUPPLY | item no.65
7.18 | Providing and fixing aluminium sliding door bolts, ISI marked anodised (anodic coating not less than grade AC 10 as per IS : 1868), transparent or dyed to required colour or shade, with nuts and screws etc. complete : | item no.45 | [52 empty] | 10.01 | Providing and fixing G.I. pipes complete with G.I. fittings and clamps, i/c cutting and making good the walls etc. Internal work - Exposed on wall | item no.66
7.19 | 250x16 mm | item no.46 | 11 | each | 203.15 |  |  | Excess(+) | 1 | Full Conversion | INR | [40 empty] | #VALUE! | #VALUE! | #VALUE! | 10.02 | 15 mm dia nominal bore | item no.67 | 8 | metre
7.2 | Providing and fixing aluminium tower bolts, ISI marked, anodised (anodic coating not less than grade AC 10 as per IS : 1868 ) transparent or dyed to required colour or shade, with necessary screws etc. complete : | item no.47 | [52 empty] | 10.03 | 20 mm dia nominal bore | item no.68 | 4 | metre
7.21 | 200x10 mm | item no.45 | 9 | each | 78.91 |  |  | Excess(+) | 1 | Full Conversion | INR | [40 empty] | #VALUE! | #VALUE! | #VALUE! | 10.04 | 40 mm dia nominal bore | item no.69 | 25 | metre
7.22 | 150x10 mm | item no.46 | 29 | each | 65.76 |  |  | Excess(+) | 1 | Full Conversion | INR | [40 empty] | #VALUE! | #VALUE! | #VALUE! | 10.05 | Making connection of G.I. distribution branch with G.I. main of following sizes by providing and fixing tee, including cutting and threading the pipe etc. complete : | item no.70
7.23 | 100x10 mm | item no.47 | 47 | each | 50.98 |  |  | Excess(+) | 1 | Full Conversion | INR | [40 empty] | #VALUE! | #VALUE! | #VALUE! | 10.06 | 25 to 40 mm nominal bore | item no.71 | 1 | each
7.24 | Providing and fixing aluminium handles, ISI marked, anodised (anodic coating not less than grade AC 10 as per IS : 1868) transparent or dyed to required colour or shade, with necessary screws etc. complete : | item no.45 | [52 empty] | 10.07 | Providing and fixing gun metal gate valve with C.I. wheel of approved quality (screwed end) : | item no.72
7.25 | 125 mm | item no.46 | 14 | each | 52.3 |  |  | Excess(+) | 1 | Full Conversion | INR | [40 empty] | #VALUE! | #VALUE! | #VALUE! | 10.08 | 20 mm nominal bore | item no.73 | 2 | each
7.26 | 100 mm | item no.47 | 44 | each | 46.33 |  |  | Excess(+) | 1 | Full Conversion | INR | [40 empty] | #VALUE! | #VALUE! | #VALUE! | 10.09 | Providing and fixing G.I. Union in existing G.I. pipe line, cutting and threading the pipe and making long screws, including excavation, refilling the earth or cutting of wall and making good the same complete wherever required : | item no.74
7.27 | Providing and fixing aluminium hanging floor door stopper, ISI marked, anodised (anodic coating not less than grade AC 10 as per IS : 1868) transparent or dyed to required colour and shade, with necessary screws etc. complete. | item no.45 | [52 empty] | 10.1 | 15 mm nominal bore | item no.75 | 3 | each
7.28 | Twin rubber stopper | item no.46 | 19 | each | 54.4 |  |  | Excess(+) | 1 | Full Conversion | INR | [40 empty] | #VALUE! | #VALUE! | #VALUE! | 10.11 | 20 mm nominal bore | item no.76 | 3 | each
7.29 | Providing and fixing wire gauge shutters using stainless steel grade 304 wire gauge with wire of dia 0.5 mm and average width of aperture 1.4 mm in both directions for doors, windows and clerestory windows with necessary screws : | item no.47 | [52 empty] | 10.12 | Providing and fixing C.P. brass long body bib cock of approved quality conforming to IS standards and weighing not less than 690 gms. | item no.77
7.3 | 35 mm thick shutters | item no.45 | [52 empty] | 10.13 | 15 mm nominal bore | item no.78 | 3 | each
7.31 | with ISI marked M.S. pressed butt hinges bright finished of required size | item no.46 | [52 empty] | 10.14 | Providing and fixing C.P. brass stop cock (concealed) of standard design and of approved make conforming to IS:8931. | item no.79
7.32 | Second class teak wood | item no.47 | 6 | sqm | 3816.04 |  |  | Excess(+) | 1 | Full Conversion | INR | [40 empty] | #VALUE! | #VALUE! | #VALUE! | 10.15 | 15 mm nominal bore | item no.80 | 3 | each
8 | STEEL WORK | item no.45 | [52 empty] | 11 | MINOR CIVIL MAINTENANCE WORK: | item no.81
8.01 | Structural steel work in single section, fixed with or without connecting plate, including cutting, hoisting, fixing in position and applying a priming coat of approved steel primer all complete. | item no.46 | 67 | kg | 75.44 |  |  | Excess(+) | 1 | Full Conversion | INR | [40 empty] | #VALUE! | #VALUE! | #VALUE! | 11.01 | "P/F 1.50mm thick homogeneous polyvinyl chloride sheet/tile in flooring and skirting in approved pattern on a smooth and damp proof base using rubber base adhesive of approved quality and manufacturer like Dualpo S-758 , Fevicol SR 998 or equivalent including rolling with light wooden roller weight about 5 kg. All complete as directed by Engineer -in -charge in approved colour and shade. | item no.82 | 41 | Sqm
8.02 | Providing and fixing 1mm thick M.S. sheet door with frame of 40x40x6 mm angle iron and 3 mm M.S. gusset plates at the junctions and corners, all necessary fittings complete, including applying a priming coat of approved steel primer. | item no.47 | [52 empty] | 11.02 | Removal of old PVC floor and proper scrapping, cleaning etc to prepare surface for reflooring as per direction incharge. | item no.83 | 41 | Sqm
8.03 | Using M.S. angels 40x40x6 mm for diagonal braces | item no.45 | 6.75 | sqm | 3882.63 |  |  | Excess(+) | 1 | Full Conversion | INR | [40 empty] | #VALUE! | #VALUE! | #VALUE!
8.04 | Fixing standard steel glazed doors, windows and ventilators in walls, including fixing of float glass panes with glazing clips and special metal-sash putty of approved make, or metal beading with screws, (only steel windows, glass panes cut to size and glazing clips or metal beading with screws, shall be supplied by department free of cost. | item no.46
8.05 | Fixing with 15x3 mm lugs 10 cm long embedded in cement concrete block 15x10x10 cm of C.C. 1:3:6 (1 Cement : 3 coarse sand : 6 graded stone aggregate 20 mm nominal size) | item no.47 | 10 | kg | 55.23 |  |  | Excess(+) | 1 | Full Conversion | INR | [40 empty] | #VALUE! | #VALUE! | #VALUE!
8.06 | Steel work welded in built up sections/ framed work, including cutting, hoisting, fixing in position and applying a priming coat of approved steel primer using structural steel etc. as required. | item no.45
8.07 | In gratings, frames, guard bar, ladder, railings, brackets, gates and similar works | item no.46 | 562 | kg | 114.86 |  |  | Excess(+) | 1 | Full Conversion | INR | [40 empty] | #VALUE! | #VALUE! | #VALUE!
8.08 | Providing and fixing hand rail of approved size by welding etc. to steel ladder railing, balcony railing, staircase railing and similar works, including applying priming coat of approved steel primer. | item no.47
8.09 | M.S. tube | item no.45 | 184 | kg | 127.7 |  |  | Excess(+) | 1 | Full Conversion | INR | [40 empty] | #VALUE! | #VALUE! | #VALUE!
8.1 | Providing & fixing glass panes with putty and glazing clips in steel doors, windows, clerestory windows, all complete with : | item no.46
8.11 | 4.0 mm thick glass panes | item no.47 | 0.45 | sqm | 789.6 |  |  | Excess(+) | 1 | Full Conversion | INR | [40 empty] | #VALUE! | #VALUE! | #VALUE!
9 | FLOORING | item no.48
9.01 | Brick on edge flooring with bricks of class designation 7.5 on a bed of 12 mm cement mortar, including filling the joints with same mortar, with common burnt clay non modular bricks: | item no.49
9.02 | 1:6 (1cement : 6 coarse sand) | item no.50 | 0.69 | sqm | 727.26 |  |  | Excess(+) | 1 | Full Conversion | INR | [40 empty] | #VALUE! | #VALUE! | #VALUE!
9.03 | Cement concrete flooring 1:2:4 (1 cement : 2 coarse sand : 4 graded stone aggregate) finished with a floating coat of neat cement, including cement slurry, but excluding the cost of nosing of steps etc. complete. | item no.51
9.04 | 40 mm thick with 20 mm nominal size stone aggregate | item no.52 | 65.5 | sqm | 436.95 |  |  | Excess(+) | 1 | Full Conversion | INR | [40 empty] | #VALUE! | #VALUE! | #VALUE!
9.05 | Cement plaster skirting up to 30 cm height, with cement mortar 1:3 (1 cement : 3 coarse sand), finished with a floating coat of neat cement. | item no.53
9.06 | 18 mm thick | item no.54 | 1.5 | sqm | 456.94 | 20610 |  | Excess(+) | 1 | Full Conversion | INR | [40 empty] | #VALUE! | #VALUE! | #VALUE!
9.07 | Providing and fixing glass strips in joints of terrazo/ cement concrete floors. | item no.55
9.08 | 40 mm wide and 4 mm thick | item no.56 | 40 | metre | 65.89 |  |  | Excess(+) | 1 | Full Conversion | INR | [40 empty] | #VALUE! | #VALUE! | #VALUE!
9.09 | Providing and laying Ceramic glazed floor tiles of size 300x300 mm (thickness to be specified by the manufacturer) of 1st quality conforming to IS : 15622 of approved make in colours such as White, Ivory, Grey, Fume Red Brown, laid on 20 mm thick cement mortar 1:4 (1 Cement : 4 Coarse sand), Jointing with grey cement slurry @ 3.3 kg/sqm including pointing the joints with white cement and matching pigment etc., complete. | item no.2 | 9.2 | sqm | 812.71 |  |  | Excess(+) | 1 | Full Conversion | INR | [40 empty] | #VALUE! | #VALUE! | #VALUE!
9.1 | Providing and laying vitrified floor tiles in different sizes (thickness to be specified by the manufacturer) with water absorption less than 0.08% and conforming to IS: 15622, of approved make, in all colours and shades, laid on 20mm thick cement mortar 1:4 (1 cement : 4 coarse sand), jointing with grey cement slurry @ 3.3 kg/ sqm including grouting the joints with white cement and matching pigments etc., complete. | item no.3
9.11 | Size of Tile 600x600 mm (Double charge, As per approved Sample ) | item no.4 | 203 | sqm | 1090 |  |  | Excess(+) | 1 | Full Conversion | INR | [40 empty] | #VALUE! | #VALUE! | #VALUE!
9.12 | Providing and laying Vitrified tiles in different sizes (thickness to be specified by manufacturer), with water absorption less than 0.08 % and conforming to I.S. 15622, of approved make, in all colours & shade, in skirting, riser of steps, over 12 mm thick bed of cement mortar 1:3 (1 cement: 3 coarse sand), jointing with grey cement slurry @ 3.3 kg/ sqm including grouting the joint with white cement & matching pigments etc. complete. | item no.5
9.13 | Size of Tile 600x600 mm (Double charge, As per approved Sample ) | item no.6 | 14.25 | sqm | 1122.66 |  |  | Excess(+) | 1 | Full Conversion | INR | [40 empty] | #VALUE! | #VALUE! | #VALUE!
10 | ROOFING | item no.7
10.01 | Making khurras 45x45 cm with average minimum thickness of 5 cm cement concrete 1:2:4 (1 cement : 2 coarse sand : 4 graded stone aggregate of 20 mm nominal size) over P.V.C. sheet 1 m x1 m x 400 micron, finished with 12 mm cement plaster 1:3 (1 cement : 3 coarse sand) and a coat of neat cement, rounding the edges and making and finishing the outlet complete. | item no.8 | 2 | each | 213.98 |  |  | Excess(+) | 1 | Full Conversion | INR | [40 empty] | #VALUE! | #VALUE! | #VALUE!
10.02 | Providing and fixing on wall face unplasticised Rigid PVC rain water pipes conforming to IS : 13592 Type A, including jointing with seal ring conforming to IS : 5382, leaving 10 mm gap for thermal expansion, (i) Single socketed pipes. | item no.9
10.03 | 110 mm diameter | item no.10 | 4.06 | metre | 267.47 |  |  | Excess(+) | 1 | Full Conversion | INR | [40 empty] | #VALUE! | #VALUE! | #VALUE!
11 | FINISHING | item no.11
11.01 | 12 mm cement plaster of mix : | item no.12
11.02 | 1:6 (1 cement: 6 coarse sand) | item no.13 | 71 | sqm | 231.08 |  |  | Excess(+) | 1 | Full Conversion | INR | [40 empty] | #VALUE! | #VALUE! | #VALUE!
11.03 | 15 mm cement plaster on rough side of single or half brick wall of mix: | item no.14
11.04 | 1:6 (1 cement: 6 coarse sand) | item no.15 | 101 | sqm | 266.46 |  |  | Excess(+) | 1 | Full Conversion | INR | [40 empty] | #VALUE! | #VALUE! | #VALUE!
11.05 | 15 mm cement plaster on rough side of single or half brick wall finished with a floating coat of neat cement of mix : | item no.16
11.06 | 1:4 (1 cement: 4 fine sand) | item no.17 | 54 | sqm | 323.8 |  |  | Excess(+) | 1 | Full Conversion | INR | [40 empty] | #VALUE! | #VALUE! | #VALUE!
11.07 | 6 mm cement plaster of mix : | item no.18
11.08 | 1:3 (1 cement : 3 fine sand) | item no.19 | 23 | sqm | 199.34 |  |  | Excess(+) | 1 | Full Conversion | INR | [40 empty] | #VALUE! | #VALUE! | #VALUE!
11.09 | Pointing on brick work or brick flooring with cement mortar 1:3 (1 cement : 3 fine sand): | item no.20
11.1 | Flush / Ruled/ Struck or weathered pointing | item no.21 | 0.7 | sqm | 167.95 |  |  | Excess(+) | 1 | Full Conversion | INR | [40 empty] | #VALUE! | #VALUE! | #VALUE!
11.11 | Distempering with 1st quality acrylic distemper (ready mixed) having VOC content less than 50 gms/litre, of approved manufacturer, of required shade and colour complete, as per manufacturer's specification. | item no.22
11.12 | Two or more coats on new work | item no.23 | 120 | sqm | 76.41 |  |  | Excess(+) | 1 | Full Conversion | INR | [40 empty] | #VALUE! | #VALUE! | #VALUE!
11.13 | Finishing walls with Premium Acrylic Smooth exterior paint with Silicone additives of required shade: | item no.24
11.14 | New work (Two or more coats applied @ 1.43 ltr/10 sqm over and including priming coat of exterior primer applied @ 2.20 kg/10 sqm) | item no.25 | 158 | sqm | 141.29 |  |  | Excess(+) | 1 | Full Conversion | INR | [40 empty] | #VALUE! | #VALUE! | #VALUE!
11.15 | Painting with synthetic enamel paint of approved brand and manufacture to give an even shade : | item no.26
11.16 | Two or more coats on new work | item no.27 | 59 | sqm | 106.57 |  |  | Excess(+) | 1 | Full Conversion | INR | [40 empty] | #VALUE! | #VALUE! | #VALUE!
11.17 | Painting with synthetic enamel paint of approved brand and manufacture of required colour to give an even shade : | item no.28
11.18 | Two or more coats on new work over an under coat of suitable shade with ordinary paint of approved brand and manufacture | item no.29 | 31 | sqm | 155.32 |  |  | Excess(+) | 1 | Full Conversion | INR | [40 empty] | #VALUE! | #VALUE! | #VALUE!
11.19 | Providing and applying white cement based putty of average thickness 1 mm, of approved brand and manufacturer, over the plastered wall surface to prepare the surface even and smooth complete. | item no.30 | 120 | sqm | 100.96 |  |  | Excess(+) | 1 | Full Conversion | INR | [40 empty] | #VALUE! | #VALUE! | #VALUE!
11.2 | White washing with lime to give an even shade : | item no.31
11.21 | Old work (two or more coats) | item no.32 | 317 | sqm | 14.68 |  |  | Excess(+) | 1 | Full Conversion | INR | [40 empty] | #VALUE! | #VALUE! | #VALUE!
11.22 | Removing white or colour wash by scrapping and sand papering and preparing the surface smooth including necessary repairs to scratches etc. complete | item no.33 | 317 | sqm | 12.45 |  |  | Excess(+) | 1 | Full Conversion | INR | [40 empty] | #VALUE! | #VALUE! | #VALUE!
11.23 | Distempering with 1st quality acrylic distember (Ready mix) having VOC content less than 50 grams/ litre of approved brand and manufacture to give an even shade : | item no.34
11.24 | Old work (one or more coats) | item no.35 | 381 | sqm | 47.61 |  |  | Excess(+) | 1 | Full Conversion | INR | [40 empty] | #VALUE! | #VALUE! | #VALUE!
11.25 | Removing dry or oil bound distemper, water proofing cement paint and the like by scrapping, sand papering and preparing the surface smooth including necessary repairs to scratches etc. complete. | item no.36 | 120 | sqm | 16 |  |  | Excess(+) | 1 | Full Conversion | INR | [40 empty] | #VALUE! | #VALUE! | #VALUE!
11.26 | Painting with synthetic enamel paint of approved brand and manufacture of required colour to give an even shade : | item no.37
11.27 | One or more coats on old work | item no.38 | 275 | sqm | 70.1 |  |  | Excess(+) | 1 | Full Conversion | INR | [40 empty] | #VALUE! | #VALUE! | #VALUE!
12 | REPAIRS TO BUILDING | item no.39
12.01 | Repairs to plaster of thickness 12 mm to 20 mm in patches of area 2.5 sq.meters and under, including cutting the patch in proper shape, raking out joints and preparing and plastering the surface of the walls complete, including disposal of rubbish to the dumping ground, all complete as per direction of Engineer-in-Charge. | item no.40
12.02 | With cement mortar 1:4 (1cement: 4 coarse sand) | item no.41 | 22 | sqm | 376.67 |  |  | Excess(+) | 1 | Full Conversion | INR | [40 empty] | #VALUE! | #VALUE! | #VALUE!
12.03 | Fixing chowkhats in existing opening including embedding chowkhats in floors or walls cutting masonry for holdfasts, embedding hold fasts in cement concrete blocks of size 15 x 10 x 10 cm with cement concrete 1:3:6 (1 cement : 3 coarse sand : 6 graded stone aggregate 20 mm nominal size), painting two coats of approved wood preservative to sides of chowkhats and making good the damages to walls and floors as required complete, including disposal of rubbish to the dumping ground, all complete as per direction of Engineer-in-Charge. | item no.42
12.04 | Door chowkhats | item no.43 | 1 | each | 1198.46 |  |  | Excess(+) | 1 | Full Conversion | INR | [40 empty] | #VALUE! | #VALUE! | #VALUE!
12.05 | Window chowkhats | item no.44 | 1 | each | 753.09 |  |  | Excess(+) | 1 | Full Conversion | INR | [40 empty] | #VALUE! | #VALUE! | #VALUE!
12.06 | Renewing glass panes, with wooden fillets wherever necessary: | item no.45
12.07 | Float glass panes of nominal thickness 4 mm (weight not less than 10kg/sqm) | item no.46 | 5 | sqm | 1107.4 |  |  | Excess(+) | 1 | Full Conversion | INR | [40 empty] | #VALUE! | #VALUE! | #VALUE!
12.08 | Hacking of CC flooring including cleaning for surface etc. complete as per direction of the Engineer-in-Charge. | item no.47 | 269 | sqm | 2.19 |  |  | Excess(+) | 1 | Full Conversion | INR | [40 empty] | #VALUE! | #VALUE! | #VALUE!
12.09 | Dismantling 15 to 40 mm dia G.I. pipe including stacking of dismantled pipes (within 50 metres lead) as per direction of Engineer-in-Charge. | item no.45 | 30 | metre | 2.36 |  |  | Excess(+) | 1 | Full Conversion | INR | [40 empty] | #VALUE! | #VALUE! | #VALUE!
12.1 | Taking out existing wooden door shutter, repair by cutting, painting etc. and refixing of repaired door shutters to existing door frames, including replacement of hinges with screws, etc. as required, all complete as per the direction of the Engineer-in-charge. | item no.46 | 24 | each | 261.15 |  |  | Excess(+) | 1 | Full Conversion | INR | [40 empty] | #VALUE! | #VALUE! | #VALUE!
13 | DISMANTLING AND DEMOLISHING | item no.47
13.01 | Demolishing cement concrete manually/ by mechanical means including disposal of material within 50 metres lead as per direction of Engineer - in - charge. | item no.45
13.02 | Nominal concrete 1:3:6 or richer mix (i/c equivalent design mix) | item no.46 | 1.05 | cum | 1523.41 |  |  | Excess(+) | 1 | Full Conversion | INR | [40 empty] | #VALUE! | #VALUE! | #VALUE!
13.03 | Nominal concrete 1:4:8 or leaner mix (i/c equivalent design mix) | item no.47 | 1.8 | cum | 940.64 |  |  | Excess(+) | 1 | Full Conversion | INR | [40 empty] | #VALUE! | #VALUE! | #VALUE!
13.04 | Demolishing R.C.C. work manually/ by mechanical means including stacking of steel bars and disposal of unserviceable material within 50 metres lead as per direction of Engineer - in- charge. | item no.45 | 2.34 | cum | 2222.44 |  |  | Excess(+) | 1 | Full Conversion | INR | [40 empty] | #VALUE! | #VALUE! | #VALUE!
13.05 | Demolishing brick work manually/ by mechanical means including stacking of serviceable material and disposal of unserviceable material within 50 metres lead as per direction of Engineer-in-charge. | item no.46
13.06 | In cement mortar | item no.47 | 2.34 | cum | 1288.82 |  |  | Excess(+) | 1 | Full Conversion | INR | [40 empty] | #VALUE! | #VALUE! | #VALUE!
13.07 | Dismantling doors, windows and clerestory windows (steel or wood) shutter including chowkhats, architrave, holdfasts etc. complete and stacking within 50 metres lead : | item no.45
13.08 | Of area 3 sq. metres and below | item no.46 | 6 | each | 240.68 |  |  | Excess(+) | 1 | Full Conversion | INR | [40 empty] | #VALUE! | #VALUE! | #VALUE!
13.09 | Taking out doors, windows and clerestory window shutters (steel or wood) including stacking within 50 metres lead : | item no.47
13.1 | Of area 3 sq. metres and below | item no.45 | 11 | each | 93.42 |  |  | Excess(+) | 1 | Full Conversion | INR | [40 empty] | #VALUE! | #VALUE! | #VALUE!
13.11 | Dismantling barbed wire or flexible wire rope in fencing including making rolls and stacking within 50 metres lead. | item no.46 | 130 | kg | 23.01 |  |  | Excess(+) | 1 | Full Conversion | INR | [40 empty] | #VALUE! | #VALUE! | #VALUE!
13.12 | Dismantling old plaster or skirting raking out joints and cleaning the surface for plaster including disposal of rubbish to the dumping ground within 50 metres lead. | item no.47 | 97 | sqm | 34.19 |  |  | Excess(+) | 1 | Full Conversion | INR | [40 empty] | #VALUE! | #VALUE! | #VALUE!
14 | ROAD WORK | item no.45
14.01 | Fencing with angle iron post placed at required distance embedded in cement concrete blocks, every 15th post, last but one end post and corner post shall be strutted on both sides and end post on one side only and provided with horizontal lines and two diagonals interwoven with horizontal wires, of barbed wire weighing 9.38 kg per 100 m (minimum), between the two posts fitted and fixed with G.I. staples, turn buckles etc. complete. (Cost of posts, struts, earth work and concrete work to be paid for separately). Payment to be made per metre cost of total length of barbed wire used. | item no.46
14.02 | With G.I. barbed wire | item no.47 | 1400 | metre | 16.7 |  |  | Excess(+) | 1 | Full Conversion | INR | [40 empty] | #VALUE! | #VALUE! | #VALUE!
15 | SANITARY INSTALLATIONS | item no.45
15.01 | Providing and fixing water closet squatting pan (Indian type W.C. pan ) with 100 mm sand cast Iron P or S trap, 10 litre low level white P.V.C. flushing cistern, including flush pipe, with manually controlled device (handle lever) conforming to IS : 7231, with all fittings and fixtures complete, including cutting and making good the walls and floors wherever required: | item no.46
15.02 | White Vitreous china Orissa pattern W.C. pan of size 580x440 mm with integral type foot rests | item no.47 | 1 | each | 4753.61 |  |  | Excess(+) | 1 | Full Conversion | INR | [40 empty] | #VALUE! | #VALUE! | #VALUE!
15.03 | Providing and fixing white vitreous china pedestal type water closet (European type W.C. pan) with seat and lid, 10 litre low level white P.V.C. flushing cistern, including flush pipe, with manually controlled device (handle lever), conforming to IS : 7231, with all fittings and fixtures complete, including cutting and making good the walls and floors wherever required : | item no.45
15.04 | W.C. pan with ISI marked white solid plastic seat and lid | item no.46 | 2 | each | 4612.84 |  |  | Excess(+) | 1 | Full Conversion | INR | [40 empty] | #VALUE! | #VALUE! | #VALUE!
15.05 | Providing and fixing CP Brass 32mm size Bottle Trap of approved quality & make and as per the direction of Engineer-in-charge. | item no.47 | 3 | each | 774.26 |  |  | Excess(+) | 1 | Full Conversion | INR | [40 empty] | #VALUE! | #VALUE! | #VALUE!
15.06 | Providing and fixing CP Brass Single lever telephonic wall mixer of quality & make as approved by Engineer in charge. (a) 15 mm nominal dia | item no.45 | 3 | each | 5360.45 |  |  | Excess(+) | 1 | Full Conversion | INR | [40 empty] | #VALUE! | #VALUE! | #VALUE!
15.07 | Providing and fixing white vitreous china wash basin including making all connections but excluding the cost of fittings : | item no.46
15.08 | Flat back wash basin of size 550x400 mm | item no.47 | 3 | each | 787.9 |  |  | Excess(+) | 1 | Full Conversion | INR | [40 empty] | #VALUE! | #VALUE! | #VALUE!
15.09 | Providing and fixing 600x450 mm beveled edge mirror of superior glass (of approved quality) complete with 6 mm thick hard board ground fixed to wooden cleats with C.P. brass screws and washers complete. | item no.45 | 3 | each | 1124.98 |  |  | Excess(+) | 1 | Full Conversion | INR | [40 empty] | #VALUE! | #VALUE! | #VALUE!
15.1 | Providing and fixing soil, waste and vent pipes : | item no.46
15.11 | 100 mm dia | item no.47
15.12 | Sand cast iron S&S pipe as per IS: 1729 | item no.45 | 11.2 | metre | 883.99 |  |  | Excess(+) | 1 | Full Conversion | INR | [40 empty] | #VALUE! | #VALUE! | #VALUE!
15.13 | 75 mm diameter : | item no.46
15.14 | Sand cast iron S&S pipe as per IS: 1729 | item no.47 | 2.4 | metre | 809.51 |  |  | Excess(+) | 1 | Full Conversion | INR | [40 empty] | #VALUE! | #VALUE! | #VALUE!
15.15 | Providing and fixing bend of required degree with access door, insertion rubber washer 3 mm thick, bolts and nuts complete. | item no.45
15.16 | 100 mm dia | item no.46
15.17 | Sand cast iron S&S as per IS - 1729 | item no.47 | 1 | each | 404.77 |  |  | Excess(+) | 1 | Full Conversion | INR | [40 empty] | #VALUE! | #VALUE! | #VALUE!
15.18 | Providing and fixing plain bend of required degree. | item no.45
15.19 | 100 mm dia | item no.46
15.2 | Sand cast iron S&S as per IS - 1729 | item no.47 | 2 | each | 334.37 |  |  | Excess(+) | 1 | Full Conversion | INR | [40 empty] | #VALUE! | #VALUE! | #VALUE!
15.21 | Providing and fixing collar : | item no.45
15.22 | 100 mm | item no.46
15.23 | Sand cast iron S&S as per IS - 1729 | item no.47 | 1 | each | 320.29 |  |  | Excess(+) | 1 | Full Conversion | INR | [40 empty] | #VALUE! | #VALUE! | #VALUE!
15.24 | 75 mm | item no.45
15.25 | Sand cast iron S&S as per IS - 1729 | item no.46 | 1 | each | 232.96 |  |  | Excess(+) | 1 | Full Conversion | INR | [40 empty] | #VALUE! | #VALUE! | #VALUE!
15.26 | Providing lead caulked joints to sand cast iron/centrifugally cast (spun) iron pipes and fittings of diameter : | item no.47
15.27 | 100 mm | item no.48 | 9 | each | 422.13 |  |  | Excess(+) | 1 | Full Conversion | INR | [40 empty] | #VALUE! | #VALUE! | #VALUE!
15.28 | 75 mm | item no.49 | 2 | each | 357.65 |  |  | Excess(+) | 1 | Full Conversion | INR | [40 empty] | #VALUE! | #VALUE! | #VALUE!
15.29 | Providing and fixing trap of self cleansing design with screwed down or hinged grating with or without vent arm complete, including cost of cutting and making good the walls and floors : | item no.50
15.3 | 100 mm inlet and 100 mm outlet | item no.51
15.31 | Sand Cast Iron S&S as per IS: 1729 | item no.52 | 5 | each | 1116.22 |  |  | Excess(+) | 1 | Full Conversion | INR | [40 empty] | #VALUE! | #VALUE! | #VALUE!
15.32 | 100 mm inlet and 75 mm outlet | item no.53
15.33 | Sand Cast Iron S&S as per IS- 1729 | item no.54 | 2 | each | 1054.05 | 20610 |  | Excess(+) | 1 | Full Conversion | INR | [40 empty] | #VALUE! | #VALUE! | #VALUE!
16 | WATER SUPPLY | item no.55
16.01 | Providing and fixing G.I. pipes complete with G.I. fittings and clamps, i/c cutting and making good the walls etc. Internal work - Exposed on wall | item no.56
16.02 | 15 mm dia nominal bore | item no.57 | 11.5 | metre | 249.8 |  |  | Excess(+) | 1 | Full Conversion | INR | [40 empty] | #VALUE! | #VALUE! | #VALUE!
16.03 | 20 mm dia nominal bore | item no.58 | 49 | metre | 301.7 |  |  | Excess(+) | 1 | Full Conversion | INR | [40 empty] | #VALUE! | #VALUE! | #VALUE!
16.04 | Providing and fixing G.I. Pipes complete with G.I. fittings and clamps, i/c making good the walls etc. concealed pipe, including painting with anti corrosive bitumastic paint, cutting chases and making good the wall : | item no.59
16.05 | 15 mm dia nominal bore | item no.60 | 15 | metre | 392.45 |  |  | Excess(+) | 1 | Full Conversion | INR | [40 empty] | #VALUE! | #VALUE! | #VALUE!
16.06 | Providing and fixing G.I. pipes complete with G.I. fittings including trenching and refilling etc. External work | item no.61
16.07 | 15 mm dia nominal bore | item no.62 | 1.3 | metre | 214.07 |  |  | Excess(+) | 1 | Full Conversion | INR | [40 empty] | #VALUE! | #VALUE! | #VALUE!
16.08 | 20 mm dia nominal bore | item no.63 | 24 | metre | 248.83 | 37800 |  | Excess(+) | 1 | Full Conversion | INR | [40 empty] | #VALUE! | #VALUE! | #VALUE!
16.09 | 32 mm dia nominal bore | item no.64 | 1.25 | metre | 372.38 | 37800 |  | Excess(+) | 1 | Full Conversion | INR | [40 empty] | #VALUE! | #VALUE! | #VALUE!
16.1 | Providing and fixing gun metal gate valve with C.I. wheel of approved quality (screwed end) : | item no.65
16.11 | 20 mm nominal bore | item no.66 | 5 | each | 403.5 | 37800 |  | Excess(+) | 1 | Full Conversion | INR | [40 empty] | #VALUE! | #VALUE! | #VALUE!
16.12 | Providing and fixing ball valve (brass) of approved quality, High or low pressure, with plastic floats complete : | item no.67
16.13 | 20 mm nominal bore | item no.68 | 1 | each | 338.79 | 37800 |  | Excess(+) | 1 | Full Conversion | INR | [40 empty] | #VALUE! | #VALUE! | #VALUE!
16.14 | Providing and fixing uplasticised PVC connection pipe with brass unions : | item no.69
16.15 | 45 cm length | item no.70
16.16 | 15 mm nominal bore | item no.71 | 12 | each | 72.77 | 37800 |  | Excess(+) | 1 | Full Conversion | INR | [40 empty] | #VALUE! | #VALUE! | #VALUE!
16.17 | Constructing masonry Chamber 30x30x50 cm inside, in brick work in cement mortar 1:4 (1 cement :4 coarse sand) for stop cock, with C. I. surface box 100x100 x75 mm (inside) with hinged cover fixed in cement concrete slab 1:2:4 mix (1 cement : 2 coarse sand : 4 graded stone aggregate 20 mm nominal size), i/c necessary excavation, foundation concrete 1:5:10 ( 1 cement : 5 fine sand : 10 graded stone aggregate 40mm nominal size ) and inside plastering with cement mortar 1:3 (1 cement : 3 coarse sand) 12mm thick, finished with a floating coat of neat cement complete as per standard design : | item no.72
16.18 | With common burnt clay F.P.S.(non modular) bricks of class designation 7.5 | item no.73 | 2 | each | 1387.5 | 37800 |  | Excess(+) | 1 | Full Conversion | INR | [40 empty] | #VALUE! | #VALUE! | #VALUE!
16.19 | Painting G.I. pipes and fittings with two coats of anti-corrosive bitumastic paint of approved quality : | item no.74
16.2 | 15 mm diameter pipe | item no.2 | 12.5 | metre | 8.15 |  |  | Excess(+) | 1 | Full Conversion | INR | [40 empty] | #VALUE! | #VALUE! | #VALUE!
16.21 | 20 mm diameter pipe | item no.3 | 103 | metre | 9.73 |  |  | Excess(+) | 1 | Full Conversion | INR | [40 empty] | #VALUE! | #VALUE! | #VALUE!
16.22 | Providing and filling sand of grading zone V or coarser grade, allround the G.I. pipes in external work : | item no.4
16.23 | 15 mm diameter pipe | item no.5 | 1.3 | metre | 125.03 |  |  | Excess(+) | 1 | Full Conversion | INR | [40 empty] | #VALUE! | #VALUE! | #VALUE!
16.24 | 20 mm diameter pipe | item no.6 | 24 | metre | 126.74 |  |  | Excess(+) | 1 | Full Conversion | INR | [40 empty] | #VALUE! | #VALUE! | #VALUE!
16.25 | Providing and fixing G.I. Union in G.I. pipe including cutting and threading the pipe and making long screws etc. complete (New work) : | item no.7
16.26 | 15 mm nominal bore | item no.8 | 1 | each | 206.7 |  |  | Excess(+) | 1 | Full Conversion | INR | [40 empty] | #VALUE! | #VALUE! | #VALUE!
16.27 | 20 mm nominal bore | item no.9 | 7 | each | 228.97 |  |  | Excess(+) | 1 | Full Conversion | INR | [40 empty] | #VALUE! | #VALUE! | #VALUE!
16.28 | Providing and fixing C.P. brass bib cock of approved quality conforming to IS:8931 : | item no.10
16.29 | 15 mm nominal bore | item no.11 | 4 | each | 367.33 |  |  | Excess(+) | 1 | Full Conversion | INR | [40 empty] | #VALUE! | #VALUE! | #VALUE!
16.3 | Providing and fixing C.P. brass long body bib cock of approved quality conforming to IS standards and weighing not less than 690 gms. | item no.12
16.31 | 15 mm nominal bore | item no.13 | 1 | each | 484.3 |  |  | Excess(+) | 1 | Full Conversion | INR | [40 empty] | #VALUE! | #VALUE! | #VALUE!
16.32 | Providing and fixing C.P. brass stop cock (concealed) of standard design and of approved make conforming to IS:8931. | item no.14
16.33 | 15 mm nominal bore | item no.15 | 2 | each | 531.56 |  |  | Excess(+) | 1 | Full Conversion | INR | [40 empty] | #VALUE! | #VALUE! | #VALUE!
16.34 | Providing and fixing C.P. brass angle valve for basin mixer and geyser points of approved quality conforming to IS:8931 | item no.16
16.35 | 15mm nominal bore | item no.17 | 18 | each | 466.46 |  |  | Excess(+) | 1 | Full Conversion | INR | [40 empty] | #VALUE! | #VALUE! | #VALUE!
16.36 | Providing and fixing C.P. Brass extension nipple (size 15mmx50mm) of approved make and quality as per direction of Engineer-in-charge. | item no.18 | 16 | each | 53.7 |  |  | Excess(+) | 1 | Full Conversion | INR | [40 empty] | #VALUE! | #VALUE! | #VALUE!
16.37 | Cutting holes up to 30x30 cm in walls including making good the same: | item no.19
16.38 | With common burnt clay F.P.S. (non modular) bricks | item no.20 | 5 | each | 286.93 |  |  | Excess(+) | 1 | Full Conversion | INR | [40 empty] | #VALUE! | #VALUE! | #VALUE!
16.39 | Making chases up to 7.5x7.5 cm in walls including making good and finishing with matching surface after housing G.I. pipe etc. | item no.21 | 13 | metre | 135.16 |  |  | Excess(+) | 1 | Full Conversion | INR | [40 empty] | #VALUE! | #VALUE! | #VALUE!
17 | DRAINAGE | item no.22
17.01 | Providing and fixing square-mouth S.W. gully trap class SP-1 complete with C.I. grating brick masonry chamber with water tight C.I. cover with frame of 300 x300 mm size (inside) the weight of cover to be not less than 4.50 kg and frame to be not less than 2.70 kg as per standard design: | item no.23
17.02 | 100x100 mm size P type | item no.24
17.03 | With common burnt clay F.P.S. (non modular) bricks of class designation 7.5 | item no.25 | 3 | each | 2022.79 |  |  | Excess(+) | 1 | Full Conversion | INR | [40 empty] | #VALUE! | #VALUE! | #VALUE!
17.04 | Making connection of drain or sewer line with existing manhole including breaking into and making good the walls, floors with cement concrete 1:2:4 mix (1 cement : 2 coarse sand : 4 graded stone aggregate 20 mm nominal size) cement plastered on both sides with cement mortar 1:3 (1 cement : 3 coarse sand), finished with a floating coat of neat cement and making necessary channels for the drain etc. complete : | item no.26
17.05 | For pipes 100 to 250 mm diameter | item no.27 | 2 | each | 546.69 |  |  | Excess(+) | 1 | Full Conversion | INR | [40 empty] | #VALUE! | #VALUE! | #VALUE!
18 | MINOR CIVIL MAINTENANCE WORK: | item no.28
18.01 | "Providing and laying in position cement concrete of specified grade excluding the cost of centering and shuttering - All work up to plinth level : 1:5:10 (1 cement : 5 coarse sand (zone-III) derived from natural sources: 10 graded brick aggregate 40 mm nominal size derived from natural sources) | item no.29 | 2.9 | Cum | 4942.04 |  |  | Excess(+) | 1 | Full Conversion | INR | [40 empty] | #VALUE! | #VALUE! | #VALUE!
18.02 | "P/F C.P brass towel rod complete with two C.P.brass brackets fixed to wooden cleats with C.P. brass screws of approved quality size of 600 x 20 mm. | item no.30 | 3 | Each | 422.32 |  |  | Excess(+) | 1 | Full Conversion | INR | [40 empty] | #VALUE! | #VALUE! | #VALUE!
18.03 | "Providing and fixing gun metal gate valve with C.I. wheel of approved quality (screwed end) : (a) 15mm nominal bore. | item no.31 | 1 | Each | 555.01 |  |  | Excess(+) | 1 | Full Conversion | INR | [40 empty] | #VALUE! | #VALUE! | #VALUE!
18.04 | "Providing and fixing C.P. grating with or without hole for waste pipe for floor/ nahani trap 100 mm dia. weight not less than 100 grams. | item no.32 | 11 | Each | 58.65 |  |  | Excess(+) | 1 | Full Conversion | INR | [40 empty] | #VALUE! | #VALUE! | #VALUE!
18.05 | "Providing and fixing C.P flange for C.P bib cock/C.P angle stop cock. | item no.33 | 25 | Each | 29.32 |  |  | Excess(+) | 1 | Full Conversion | INR | [40 empty] | #VALUE! | #VALUE! | #VALUE!
18.06 | "Providing and fixing C.P Brass shower rose 15 mm or 20 mm inlet with shower arm (a) 75 mm dia fancy type. | item no.34 | 3 | Each | 504.43 |  |  | Excess(+) | 1 | Full Conversion | INR | [40 empty] | #VALUE! | #VALUE! | #VALUE!
18.07 | "Providing and fixing C.P. waste 32 mm dia of make L&K for wash basin / sink. | item no.35 | 3 | Each | 281.45 |  |  | Excess(+) | 1 | Full Conversion | INR | [40 empty] | #VALUE! | #VALUE! | #VALUE!
18.08 | "Providing and fixing ISI marked flush door shutter non decorative type, core of block board construction with frame of first class hard wood and well matched commercial 3 ply veneering with vertical grains or cross bands and face veneers on both faces of shutters. 35 mm thick including ISI marked M.S butt hinges with necessary screw complete. | item no.36 | 5.7 | Sqm | 1972.2 |  |  | Excess(+) | 1 | Full Conversion | INR | [40 empty] | #VALUE! | #VALUE! | #VALUE!
18.09 | Providing and fixing C.P basin mixer of 15 mm nominal bore (L&K) make for one piece only | item no.37 | 3 | Each | 2053.04 |  |  | Excess(+) | 1 | Full Conversion | INR | [40 empty] | #VALUE! | #VALUE! | #VALUE!
18.1 | Providind and fixing C.P. hand spray (heath faucet) with push button control and flexible hose connection with C.P hook of L&K make or approved equivalent complete in all respects. | item no.38 | 3 | Each | 815.75 |  |  | Excess(+) | 1 | Full Conversion | INR | [40 empty] | #VALUE! | #VALUE! | #VALUE!
18.11 | Providing and fixing aluminum door seal in door i/c necessary screw etc complete. | item no.39 | 6 | each | 181.85 |  |  | Excess(+) | 1 | Full Conversion | INR | [40 empty] | #VALUE! | #VALUE! | #VALUE!
18.12 | Providing and fixing of "I hook" of with ISI marked M.S. pressed butt hinges bright finished of required size. | item no.40 | 12 | each | 32.83 |  |  | Excess(+) | 1 | Full Conversion | INR | [40 empty] | #VALUE! | #VALUE! | #VALUE!
18.13 | Providing and fixing fly proof stainless steel grade 304 wire gauge, to windows and clerestory windows using wire gauge with average width of aperture 1.4 mm in both directions with wire of dia. 0.50 mm all complete.12 x12 mm beading | item no.41 | 11.5 | Sqm | 803.15 |  |  | Excess(+) | 1 | Full Conversion | INR | [40 empty] | #VALUE! | #VALUE! | #VALUE!
18.14 | "Construction of modular kitchen as per approved design in type VI. SL. No Items Nos Dia Size 1. Drawer Basket 2 Each 500 mm 420*485*140 mm 2. Meta Drawer 1 Each 665 mm 530*500*86 mm 3. Grain Trolly Basket with porter 1 Each 520*485*190 mm 4. Perforated Cutlery 1 Each 500 mm 420*485*100 mm 5. Drawer Basket 1 Each 420*485*100 mm 6. Thali Basket 1 Each 420*485*140 mm 7. Drawer Basket 2 Each 775 mm 712*485*140 mm 8. Corner Carrousel 1 Each 900 mm 700 mm 9. Rack 1 Each 765 mm 310*110*110 mm 10. Vegetable P. O. 3Shelf 1Each 300 mm 254*485*533 mm 11. Corner 1 Each 900 mm 12. Perforated Cutlery 1 Each 500 mm 470*485*100 mm 13. Thali Basket 1 Each 470*485*140 mm 14. Drawer Basket 2Each 500 mm 470*485*140 mm 15. Bottle P. O. 2 S 1 Each 200 mm 100*485*420 mm 16. Marble Partition 28 Each As per site 17. Full extention ball bearing sliding telescopic 15 Set 18. Marine Carcase 2Each 900*300*600 19. Glass Shutters 1.2 Sqm 20. Solid Shutters 5.5 Sqm 21. Auto Closing Concealed Hinges 6 One job 22. Auto Closing Concealed Special Corner Hinges 4 Each 23. Handles 23 Each 24. Hardware (Screws counter sunk, Connect Fastners, Tags) As per site requirement 25. Fixing & Installation of the complete modular kitchen including the chimney. " With Below Specifications (1)"Everyday/Hettich/Steel Art" Brand Baskets of AISI 304(18/8) in combination of 6mm, 3mm thick wires with bended and raised base wire base in Chrome/Nickel Stainless Steel with Test Certificate for salt spray, resistance to corrosion, stain, scratch and loading capability, Rust Free, Non Magnetic, Extremely Durable (2) Baskets to be used with full extension ball bearing sliding "Hettich/Hafele" Brand telescopic 45 kg capacity. (3) Shutters to be mounted on "Hettich/Hafele" Brand Auto Closing Concealed Hinges . (4) "DMS/ Dynasty/ Indoline" Brand Shutters of 19 mm Mica based Marine Ply Post Form Finished with German Qtr Round Edge and PVC Tape at top and bottom. | item no.42 | 1 | One Job | 156937.3 |  |  | Excess(+) | 1 | Full Conversion | INR | [40 empty] | #VALUE! | #VALUE! | #VALUE!
18.15 | Ffixing available G.I. pipes complete with G.I. fittings and clamps, i/c cutting and making good the walls etc. Internal work - Exposed on wall 20 mm dia nominal bore | item no.43 | 30 | Metre | 149.71 |  |  | Excess(+) | 1 | Full Conversion | INR | [40 empty] | #VALUE! | #VALUE! | #VALUE!
Total in Figures | [51 empty] | #VALUE! | #VALUE! | #VALUE!
Quoted Rate in Figures |  |  |  | Select | [47 empty] | 0 | 0 | #VALUE!
Quoted Rate in Words |  | #VALUE!
Note on K15: gepadmin: 1. If you choose "Full Conversion" then Column BA (AMOUNT) and Column BB (TAXES) BOTH values will be convert based on selected Currency in (Column L). 2. If you choose "Partial Conversion" then Column BA (AMOUNT) only will be converted based on selected currency (Column L) and Column BB (TAXES) value (INR) will be added to the converted values.
Note on K18: gepadmin: 1. If you choose "Full Conversion" then Column BA (AMOUNT) and Column BB (TAXES) BOTH values will be convert based on selected Currency in (Column L). 2. If you choose "Partial Conversion" then Column BA (AMOUNT) only will be converted based on selected currency (Column L) and Column BB (TAXES) value (INR) will be added to the converted values.
Note on K21: gepadmin: 1. If you choose "Full Conversion" then Column BA (AMOUNT) and Column BB (TAXES) BOTH values will be convert based on selected Currency in (Column L). 2. If you choose "Partial Conversion" then Column BA (AMOUNT) only will be converted based on selected currency (Column L) and Column BB (TAXES) value (INR) will be added to the converted values.
Note on K22: gepadmin: 1. If you choose "Full Conversion" then Column BA (AMOUNT) and Column BB (TAXES) BOTH values will be convert based on selected Currency in (Column L). 2. If you choose "Partial Conversion" then Column BA (AMOUNT) only will be converted based on selected currency (Column L) and Column BB (TAXES) value (INR) will be added to the converted values.
Note on K23: gepadmin: 1. If you choose "Full Conversion" then Column BA (AMOUNT) and Column BB (TAXES) BOTH values will be convert based on selected Currency in (Column L). 2. If you choose "Partial Conversion" then Column BA (AMOUNT) only will be converted based on selected currency (Column L) and Column BB (TAXES) value (INR) will be added to the converted values.
Note on K25: gepadmin: 1. If you choose "Full Conversion" then Column BA (AMOUNT) and Column BB (TAXES) BOTH values will be convert based on selected Currency in (Column L). 2. If you choose "Partial Conversion" then Column BA (AMOUNT) only will be converted based on selected currency (Column L) and Column BB (TAXES) value (INR) will be added to the converted values.
Note on K28: gepadmin: 1. If you choose "Full Conversion" then Column BA (AMOUNT) and Column BB (TAXES) BOTH values will be convert based on selected Currency in (Column L). 2. If you choose "Partial Conversion" then Column BA (AMOUNT) only will be converted based on selected currency (Column L) and Column BB (TAXES) value (INR) will be added to the converted values.
Note on K29: gepadmin: 1. If you choose "Full Conversion" then Column BA (AMOUNT) and Column BB (TAXES) BOTH values will be convert based on selected Currency in (Column L). 2. If you choose "Partial Conversion" then Column BA (AMOUNT) only will be converted based on selected currency (Column L) and Column BB (TAXES) value (INR) will be added to the converted values.
Note on K32: gepadmin: 1. If you choose "Full Conversion" then Column BA (AMOUNT) and Column BB (TAXES) BOTH values will be convert based on selected Currency in (Column L). 2. If you choose "Partial Conversion" then Column BA (AMOUNT) only will be converted based on selected currency (Column L) and Column BB (TAXES) value (INR) will be added to the converted values.
Note on K33: gepadmin: 1. If you choose "Full Conversion" then Column BA (AMOUNT) and Column BB (TAXES) BOTH values will be convert based on selected Currency in (Column L). 2. If you choose "Partial Conversion" then Column BA (AMOUNT) only will be converted based on selected currency (Column L) and Column BB (TAXES) value (INR) will be added to the converted values.
Note on K35: gepadmin: 1. If you choose "Full Conversion" then Column BA (AMOUNT) and Column BB (TAXES) BOTH values will be convert based on selected Currency in (Column L). 2. If you choose "Partial Conversion" then Column BA (AMOUNT) only will be converted based on selected currency (Column L) and Column BB (TAXES) value (INR) will be added to the converted values.
Note on K36: gepadmin: 1. If you choose "Full Conversion" then Column BA (AMOUNT) and Column BB (TAXES) BOTH values will be convert based on selected Currency in (Column L). 2. If you choose "Partial Conversion" then Column BA (AMOUNT) only will be converted based on selected currency (Column L) and Column BB (TAXES) value (INR) will be added to the converted values.
Note on K37: gepadmin: 1. If you choose "Full Conversion" then Column BA (AMOUNT) and Column BB (TAXES) BOTH values will be convert based on selected Currency in (Column L). 2. If you choose "Partial Conversion" then Column BA (AMOUNT) only will be converted based on selected currency (Column L) and Column BB (TAXES) value (INR) will be added to the converted values.
Note on K38: gepadmin: 1. If you choose "Full Conversion" then Column BA (AMOUNT) and Column BB (TAXES) BOTH values will be convert based on selected Currency in (Column L). 2. If you choose "Partial Conversion" then Column BA (AMOUNT) only will be converted based on selected currency (Column L) and Column BB (TAXES) value (INR) will be added to the converted values.
Note on K39: gepadmin: 1. If you choose "Full Conversion" then Column BA (AMOUNT) and Column BB (TAXES) BOTH values will be convert based on selected Currency in (Column L). 2. If you choose "Partial Conversion" then Column BA (AMOUNT) only will be converted based on selected currency (Column L) and Column BB (TAXES) value (INR) will be added to the converted values.
Note on K40: gepadmin: 1. If you choose "Full Conversion" then Column BA (AMOUNT) and Column BB (TAXES) BOTH values will be convert based on selected Currency in (Column L). 2. If you choose "Partial Conversion" then Column BA (AMOUNT) only will be converted based on selected currency (Column L) and Column BB (TAXES) value (INR) will be added to the converted values.
Note on K42: gepadmin: 1. If you choose "Full Conversion" then Column BA (AMOUNT) and Column BB (TAXES) BOTH values will be convert based on selected Currency in (Column L). 2. If you choose "Partial Conversion" then Column BA (AMOUNT) only will be converted based on selected currency (Column L) and Column BB (TAXES) value (INR) will be added to the converted values.
Note on K45: gepadmin: 1. If you choose "Full Conversion" then Column BA (AMOUNT) and Column BB (TAXES) BOTH values will be convert based on selected Currency in (Column L). 2. If you choose "Partial Conversion" then Column BA (AMOUNT) only will be converted based on selected currency (Column L) and Column BB (TAXES) value (INR) will be added to the converted values.
Note on K47: gepadmin: 1. If you choose "Full Conversion" then Column BA (AMOUNT) and Column BB (TAXES) BOTH values will be convert based on selected Currency in (Column L). 2. If you choose "Partial Conversion" then Column BA (AMOUNT) only will be converted based on selected currency (Column L) and Column BB (TAXES) value (INR) will be added to the converted values.
Note on K49: gepadmin: 1. If you choose "Full Conversion" then Column BA (AMOUNT) and Column BB (TAXES) BOTH values will be convert based on selected Currency in (Column L). 2. If you choose "Partial Conversion" then Column BA (AMOUNT) only will be converted based on selected currency (Column L) and Column BB (TAXES) value (INR) will be added to the converted values.
Note on K51: gepadmin: 1. If you choose "Full Conversion" then Column BA (AMOUNT) and Column BB (TAXES) BOTH values will be convert based on selected Currency in (Column L). 2. If you choose "Partial Conversion" then Column BA (AMOUNT) only will be converted based on selected currency (Column L) and Column BB (TAXES) value (INR) will be added to the converted values.
Note on K52: gepadmin: 1. If you choose "Full Conversion" then Column BA (AMOUNT) and Column BB (TAXES) BOTH values will be convert based on selected Currency in (Column L). 2. If you choose "Partial Conversion" then Column BA (AMOUNT) only will be converted based on selected currency (Column L) and Column BB (TAXES) value (INR) will be added to the converted values.
Note on K56: gepadmin: 1. If you choose "Full Conversion" then Column BA (AMOUNT) and Column BB (TAXES) BOTH values will be convert based on selected Currency in (Column L). 2. If you choose "Partial Conversion" then Column BA (AMOUNT) only will be converted based on selected currency (Column L) and Column BB (TAXES) value (INR) will be added to the converted values.
Note on K58: gepadmin: 1. If you choose "Full Conversion" then Column BA (AMOUNT) and Column BB (TAXES) BOTH values will be convert based on selected Currency in (Column L). 2. If you choose "Partial Conversion" then Column BA (AMOUNT) only will be converted based on selected currency (Column L) and Column BB (TAXES) value (INR) will be added to the converted values.
Note on K59: gepadmin: 1. If you choose "Full Conversion" then Column BA (AMOUNT) and Column BB (TAXES) BOTH values will be convert based on selected Currency in (Column L). 2. If you choose "Partial Conversion" then Column BA (AMOUNT) only will be converted based on selected currency (Column L) and Column BB (TAXES) value (INR) will be added to the converted values.
Note on K62: gepadmin: 1. If you choose "Full Conversion" then Column BA (AMOUNT) and Column BB (TAXES) BOTH values will be convert based on selected Currency in (Column L). 2. If you choose "Partial Conversion" then Column BA (AMOUNT) only will be converted based on selected currency (Column L) and Column BB (TAXES) value (INR) will be added to the converted values.
Note on K65: gepadmin: 1. If you choose "Full Conversion" then Column BA (AMOUNT) and Column BB (TAXES) BOTH values will be convert based on selected Currency in (Column L). 2. If you choose "Partial Conversion" then Column BA (AMOUNT) only will be converted based on selected currency (Column L) and Column BB (TAXES) value (INR) will be added to the converted values.
Note on K68: gepadmin: 1. If you choose "Full Conversion" then Column BA (AMOUNT) and Column BB (TAXES) BOTH values will be convert based on selected Currency in (Column L). 2. If you choose "Partial Conversion" then Column BA (AMOUNT) only will be converted based on selected currency (Column L) and Column BB (TAXES) value (INR) will be added to the converted values.
Note on K70: gepadmin: 1. If you choose "Full Conversion" then Column BA (AMOUNT) and Column BB (TAXES) BOTH values will be convert based on selected Currency in (Column L). 2. If you choose "Partial Conversion" then Column BA (AMOUNT) only will be converted based on selected currency (Column L) and Column BB (TAXES) value (INR) will be added to the converted values.
Note on K72: gepadmin: 1. If you choose "Full Conversion" then Column BA (AMOUNT) and Column BB (TAXES) BOTH values will be convert based on selected Currency in (Column L). 2. If you choose "Partial Conversion" then Column BA (AMOUNT) only will be converted based on selected currency (Column L) and Column BB (TAXES) value (INR) will be added to the converted values.
Note on K73: gepadmin: 1. If you choose "Full Conversion" then Column BA (AMOUNT) and Column BB (TAXES) BOTH values will be convert based on selected Currency in (Column L). 2. If you choose "Partial Conversion" then Column BA (AMOUNT) only will be converted based on selected currency (Column L) and Column BB (TAXES) value (INR) will be added to the converted values.
Note on K74: gepadmin: 1. If you choose "Full Conversion" then Column BA (AMOUNT) and Column BB (TAXES) BOTH values will be convert based on selected Currency in (Column L). 2. If you choose "Partial Conversion" then Column BA (AMOUNT) only will be converted based on selected currency (Column L) and Column BB (TAXES) value (INR) will be added to the converted values.
Note on K76: gepadmin: 1. If you choose "Full Conversion" then Column BA (AMOUNT) and Column BB (TAXES) BOTH values will be convert based on selected Currency in (Column L). 2. If you choose "Partial Conversion" then Column BA (AMOUNT) only will be converted based on selected currency (Column L) and Column BB (TAXES) value (INR) will be added to the converted values.
Note on K77: gepadmin: 1. If you choose "Full Conversion" then Column BA (AMOUNT) and Column BB (TAXES) BOTH values will be convert based on selected Currency in (Column L). 2. If you choose "Partial Conversion" then Column BA (AMOUNT) only will be converted based on selected currency (Column L) and Column BB (TAXES) value (INR) will be added to the converted values.
Note on K79: gepadmin: 1. If you choose "Full Conversion" then Column BA (AMOUNT) and Column BB (TAXES) BOTH values will be convert based on selected Currency in (Column L). 2. If you choose "Partial Conversion" then Column BA (AMOUNT) only will be converted based on selected currency (Column L) and Column BB (TAXES) value (INR) will be added to the converted values.
Note on K81: gepadmin: 1. If you choose "Full Conversion" then Column BA (AMOUNT) and Column BB (TAXES) BOTH values will be convert based on selected Currency in (Column L). 2. If you choose "Partial Conversion" then Column BA (AMOUNT) only will be converted based on selected currency (Column L) and Column BB (TAXES) value (INR) will be added to the converted values.
Note on K82: gepadmin: 1. If you choose "Full Conversion" then Column BA (AMOUNT) and Column BB (TAXES) BOTH values will be convert based on selected Currency in (Column L). 2. If you choose "Partial Conversion" then Column BA (AMOUNT) only will be converted based on selected currency (Column L) and Column BB (TAXES) value (INR) will be added to the converted values.
Note on K83: gepadmin: 1. If you choose "Full Conversion" then Column BA (AMOUNT) and Column BB (TAXES) BOTH values will be convert based on selected Currency in (Column L). 2. If you choose "Partial Conversion" then Column BA (AMOUNT) only will be converted based on selected currency (Column L) and Column BB (TAXES) value (INR) will be added to the converted values.
Note on K85: gepadmin: 1. If you choose "Full Conversion" then Column BA (AMOUNT) and Column BB (TAXES) BOTH values will be convert based on selected Currency in (Column L). 2. If you choose "Partial Conversion" then Column BA (AMOUNT) only will be converted based on selected currency (Column L) and Column BB (TAXES) value (INR) will be added to the converted values.
Note on K86: gepadmin: 1. If you choose "Full Conversion" then Column BA (AMOUNT) and Column BB (TAXES) BOTH values will be convert based on selected Currency in (Column L). 2. If you choose "Partial Conversion" then Column BA (AMOUNT) only will be converted based on selected currency (Column L) and Column BB (TAXES) value (INR) will be added to the converted values.
Note on K88: gepadmin: 1. If you choose "Full Conversion" then Column BA (AMOUNT) and Column BB (TAXES) BOTH values will be convert based on selected Currency in (Column L). 2. If you choose "Partial Conversion" then Column BA (AMOUNT) only will be converted based on selected currency (Column L) and Column BB (TAXES) value (INR) will be added to the converted values.
Note on K92: gepadmin: 1. If you choose "Full Conversion" then Column BA (AMOUNT) and Column BB (TAXES) BOTH values will be convert based on selected Currency in (Column L). 2. If you choose "Partial Conversion" then Column BA (AMOUNT) only will be converted based on selected currency (Column L) and Column BB (TAXES) value (INR) will be added to the converted values.
Note on K94: gepadmin: 1. If you choose "Full Conversion" then Column BA (AMOUNT) and Column BB (TAXES) BOTH values will be convert based on selected Currency in (Column L). 2. If you choose "Partial Conversion" then Column BA (AMOUNT) only will be converted based on selected currency (Column L) and Column BB (TAXES) value (INR) will be added to the converted values.
Note on K96: gepadmin: 1. If you choose "Full Conversion" then Column BA (AMOUNT) and Column BB (TAXES) BOTH values will be convert based on selected Currency in (Column L). 2. If you choose "Partial Conversion" then Column BA (AMOUNT) only will be converted based on selected currency (Column L) and Column BB (TAXES) value (INR) will be added to the converted values.
Note on K98: gepadmin: 1. If you choose "Full Conversion" then Column BA (AMOUNT) and Column BB (TAXES) BOTH values will be convert based on selected Currency in (Column L). 2. If you choose "Partial Conversion" then Column BA (AMOUNT) only will be converted based on selected currency (Column L) and Column BB (TAXES) value (INR) will be added to the converted values.
Note on K100: gepadmin: 1. If you choose "Full Conversion" then Column BA (AMOUNT) and Column BB (TAXES) BOTH values will be convert based on selected Currency in (Column L). 2. If you choose "Partial Conversion" then Column BA (AMOUNT) only will be converted based on selected currency (Column L) and Column BB (TAXES) value (INR) will be added to the converted values.
Note on K102: gepadmin: 1. If you choose "Full Conversion" then Column BA (AMOUNT) and Column BB (TAXES) BOTH values will be convert based on selected Currency in (Column L). 2. If you choose "Partial Conversion" then Column BA (AMOUNT) only will be converted based on selected currency (Column L) and Column BB (TAXES) value (INR) will be added to the converted values.
Note on K104: gepadmin: 1. If you choose "Full Conversion" then Column BA (AMOUNT) and Column BB (TAXES) BOTH values will be convert based on selected Currency in (Column L). 2. If you choose "Partial Conversion" then Column BA (AMOUNT) only will be converted based on selected currency (Column L) and Column BB (TAXES) value (INR) will be added to the converted values.
Note on K107: gepadmin: 1. If you choose "Full Conversion" then Column BA (AMOUNT) and Column BB (TAXES) BOTH values will be convert based on selected Currency in (Column L). 2. If you choose "Partial Conversion" then Column BA (AMOUNT) only will be converted based on selected currency (Column L) and Column BB (TAXES) value (INR) will be added to the converted values.
Note on K109: gepadmin: 1. If you choose "Full Conversion" then Column BA (AMOUNT) and Column BB (TAXES) BOTH values will be convert based on selected Currency in (Column L). 2. If you choose "Partial Conversion" then Column BA (AMOUNT) only will be converted based on selected currency (Column L) and Column BB (TAXES) value (INR) will be added to the converted values.
Note on K111: gepadmin: 1. If you choose "Full Conversion" then Column BA (AMOUNT) and Column BB (TAXES) BOTH values will be convert based on selected Currency in (Column L). 2. If you choose "Partial Conversion" then Column BA (AMOUNT) only will be converted based on selected currency (Column L) and Column BB (TAXES) value (INR) will be added to the converted values.
Note on K113: gepadmin: 1. If you choose "Full Conversion" then Column BA (AMOUNT) and Column BB (TAXES) BOTH values will be convert based on selected Currency in (Column L). 2. If you choose "Partial Conversion" then Column BA (AMOUNT) only will be converted based on selected currency (Column L) and Column BB (TAXES) value (INR) will be added to the converted values.
Note on K114: gepadmin: 1. If you choose "Full Conversion" then Column BA (AMOUNT) and Column BB (TAXES) BOTH values will be convert based on selected Currency in (Column L). 2. If you choose "Partial Conversion" then Column BA (AMOUNT) only will be converted based on selected currency (Column L) and Column BB (TAXES) value (INR) will be added to the converted values.
Note on K116: gepadmin: 1. If you choose "Full Conversion" then Column BA (AMOUNT) and Column BB (TAXES) BOTH values will be convert based on selected Currency in (Column L). 2. If you choose "Partial Conversion" then Column BA (AMOUNT) only will be converted based on selected currency (Column L) and Column BB (TAXES) value (INR) will be added to the converted values.
Note on K118: gepadmin: 1. If you choose "Full Conversion" then Column BA (AMOUNT) and Column BB (TAXES) BOTH values will be convert based on selected Currency in (Column L). 2. If you choose "Partial Conversion" then Column BA (AMOUNT) only will be converted based on selected currency (Column L) and Column BB (TAXES) value (INR) will be added to the converted values.
Note on K120: gepadmin: 1. If you choose "Full Conversion" then Column BA (AMOUNT) and Column BB (TAXES) BOTH values will be convert based on selected Currency in (Column L). 2. If you choose "Partial Conversion" then Column BA (AMOUNT) only will be converted based on selected currency (Column L) and Column BB (TAXES) value (INR) will be added to the converted values.
Note on K122: gepadmin: 1. If you choose "Full Conversion" then Column BA (AMOUNT) and Column BB (TAXES) BOTH values will be convert based on selected Currency in (Column L). 2. If you choose "Partial Conversion" then Column BA (AMOUNT) only will be converted based on selected currency (Column L) and Column BB (TAXES) value (INR) will be added to the converted values.
Note on K125: gepadmin: 1. If you choose "Full Conversion" then Column BA (AMOUNT) and Column BB (TAXES) BOTH values will be convert based on selected Currency in (Column L). 2. If you choose "Partial Conversion" then Column BA (AMOUNT) only will be converted based on selected currency (Column L) and Column BB (TAXES) value (INR) will be added to the converted values.
Note on K127: gepadmin: 1. If you choose "Full Conversion" then Column BA (AMOUNT) and Column BB (TAXES) BOTH values will be convert based on selected Currency in (Column L). 2. If you choose "Partial Conversion" then Column BA (AMOUNT) only will be converted based on selected currency (Column L) and Column BB (TAXES) value (INR) will be added to the converted values.
Note on K129: gepadmin: 1. If you choose "Full Conversion" then Column BA (AMOUNT) and Column BB (TAXES) BOTH values will be convert based on selected Currency in (Column L). 2. If you choose "Partial Conversion" then Column BA (AMOUNT) only will be converted based on selected currency (Column L) and Column BB (TAXES) value (INR) will be added to the converted values.
Note on K131: gepadmin: 1. If you choose "Full Conversion" then Column BA (AMOUNT) and Column BB (TAXES) BOTH values will be convert based on selected Currency in (Column L). 2. If you choose "Partial Conversion" then Column BA (AMOUNT) only will be converted based on selected currency (Column L) and Column BB (TAXES) value (INR) will be added to the converted values.
Note on K133: gepadmin: 1. If you choose "Full Conversion" then Column BA (AMOUNT) and Column BB (TAXES) BOTH values will be convert based on selected Currency in (Column L). 2. If you choose "Partial Conversion" then Column BA (AMOUNT) only will be converted based on selected currency (Column L) and Column BB (TAXES) value (INR) will be added to the converted values.
Note on K135: gepadmin: 1. If you choose "Full Conversion" then Column BA (AMOUNT) and Column BB (TAXES) BOTH values will be convert based on selected Currency in (Column L). 2. If you choose "Partial Conversion" then Column BA (AMOUNT) only will be converted based on selected currency (Column L) and Column BB (TAXES) value (INR) will be added to the converted values.
Note on K137: gepadmin: 1. If you choose "Full Conversion" then Column BA (AMOUNT) and Column BB (TAXES) BOTH values will be convert based on selected Currency in (Column L). 2. If you choose "Partial Conversion" then Column BA (AMOUNT) only will be converted based on selected currency (Column L) and Column BB (TAXES) value (INR) will be added to the converted values.
Note on K139: gepadmin: 1. If you choose "Full Conversion" then Column BA (AMOUNT) and Column BB (TAXES) BOTH values will be convert based on selected Currency in (Column L). 2. If you choose "Partial Conversion" then Column BA (AMOUNT) only will be converted based on selected currency (Column L) and Column BB (TAXES) value (INR) will be added to the converted values.
Note on K141: gepadmin: 1. If you choose "Full Conversion" then Column BA (AMOUNT) and Column BB (TAXES) BOTH values will be convert based on selected Currency in (Column L). 2. If you choose "Partial Conversion" then Column BA (AMOUNT) only will be converted based on selected currency (Column L) and Column BB (TAXES) value (INR) will be added to the converted values.
Note on K142: gepadmin: 1. If you choose "Full Conversion" then Column BA (AMOUNT) and Column BB (TAXES) BOTH values will be convert based on selected Currency in (Column L). 2. If you choose "Partial Conversion" then Column BA (AMOUNT) only will be converted based on selected currency (Column L) and Column BB (TAXES) value (INR) will be added to the converted values.
Note on K144: gepadmin: 1. If you choose "Full Conversion" then Column BA (AMOUNT) and Column BB (TAXES) BOTH values will be convert based on selected Currency in (Column L). 2. If you choose "Partial Conversion" then Column BA (AMOUNT) only will be converted based on selected currency (Column L) and Column BB (TAXES) value (INR) will be added to the converted values.
Note on K145: gepadmin: 1. If you choose "Full Conversion" then Column BA (AMOUNT) and Column BB (TAXES) BOTH values will be convert based on selected Currency in (Column L). 2. If you choose "Partial Conversion" then Column BA (AMOUNT) only will be converted based on selected currency (Column L) and Column BB (TAXES) value (INR) will be added to the converted values.
Note on K147: gepadmin: 1. If you choose "Full Conversion" then Column BA (AMOUNT) and Column BB (TAXES) BOTH values will be convert based on selected Currency in (Column L). 2. If you choose "Partial Conversion" then Column BA (AMOUNT) only will be converted based on selected currency (Column L) and Column BB (TAXES) value (INR) will be added to the converted values.
Note on K148: gepadmin: 1. If you choose "Full Conversion" then Column BA (AMOUNT) and Column BB (TAXES) BOTH values will be convert based on selected Currency in (Column L). 2. If you choose "Partial Conversion" then Column BA (AMOUNT) only will be converted based on selected currency (Column L) and Column BB (TAXES) value (INR) will be added to the converted values.
Note on K150: gepadmin: 1. If you choose "Full Conversion" then Column BA (AMOUNT) and Column BB (TAXES) BOTH values will be convert based on selected Currency in (Column L). 2. If you choose "Partial Conversion" then Column BA (AMOUNT) only will be converted based on selected currency (Column L) and Column BB (TAXES) value (INR) will be added to the converted values.
Note on K153: gepadmin: 1. If you choose "Full Conversion" then Column BA (AMOUNT) and Column BB (TAXES) BOTH values will be convert based on selected Currency in (Column L). 2. If you choose "Partial Conversion" then Column BA (AMOUNT) only will be converted based on selected currency (Column L) and Column BB (TAXES) value (INR) will be added to the converted values.
Note on K155: gepadmin: 1. If you choose "Full Conversion" then Column BA (AMOUNT) and Column BB (TAXES) BOTH values will be convert based on selected Currency in (Column L). 2. If you choose "Partial Conversion" then Column BA (AMOUNT) only will be converted based on selected currency (Column L) and Column BB (TAXES) value (INR) will be added to the converted values.
Note on K156: gepadmin: 1. If you choose "Full Conversion" then Column BA (AMOUNT) and Column BB (TAXES) BOTH values will be convert based on selected Currency in (Column L). 2. If you choose "Partial Conversion" then Column BA (AMOUNT) only will be converted based on selected currency (Column L) and Column BB (TAXES) value (INR) will be added to the converted values.
Note on K158: gepadmin: 1. If you choose "Full Conversion" then Column BA (AMOUNT) and Column BB (TAXES) BOTH values will be convert based on selected Currency in (Column L). 2. If you choose "Partial Conversion" then Column BA (AMOUNT) only will be converted based on selected currency (Column L) and Column BB (TAXES) value (INR) will be added to the converted values.
Note on K159: gepadmin: 1. If you choose "Full Conversion" then Column BA (AMOUNT) and Column BB (TAXES) BOTH values will be convert based on selected Currency in (Column L). 2. If you choose "Partial Conversion" then Column BA (AMOUNT) only will be converted based on selected currency (Column L) and Column BB (TAXES) value (INR) will be added to the converted values.
Note on K160: gepadmin: 1. If you choose "Full Conversion" then Column BA (AMOUNT) and Column BB (TAXES) BOTH values will be convert based on selected Currency in (Column L). 2. If you choose "Partial Conversion" then Column BA (AMOUNT) only will be converted based on selected currency (Column L) and Column BB (TAXES) value (INR) will be added to the converted values.
Note on K161: gepadmin: 1. If you choose "Full Conversion" then Column BA (AMOUNT) and Column BB (TAXES) BOTH values will be convert based on selected Currency in (Column L). 2. If you choose "Partial Conversion" then Column BA (AMOUNT) only will be converted based on selected currency (Column L) and Column BB (TAXES) value (INR) will be added to the converted values.
Note on K164: gepadmin: 1. If you choose "Full Conversion" then Column BA (AMOUNT) and Column BB (TAXES) BOTH values will be convert based on selected Currency in (Column L). 2. If you choose "Partial Conversion" then Column BA (AMOUNT) only will be converted based on selected currency (Column L) and Column BB (TAXES) value (INR) will be added to the converted values.
Note on K165: gepadmin: 1. If you choose "Full Conversion" then Column BA (AMOUNT) and Column BB (TAXES) BOTH values will be convert based on selected Currency in (Column L). 2. If you choose "Partial Conversion" then Column BA (AMOUNT) only will be converted based on selected currency (Column L) and Column BB (TAXES) value (INR) will be added to the converted values.
Note on K166: gepadmin: 1. If you choose "Full Conversion" then Column BA (AMOUNT) and Column BB (TAXES) BOTH values will be convert based on selected Currency in (Column L). 2. If you choose "Partial Conversion" then Column BA (AMOUNT) only will be converted based on selected currency (Column L) and Column BB (TAXES) value (INR) will be added to the converted values.
Note on K168: gepadmin: 1. If you choose "Full Conversion" then Column BA (AMOUNT) and Column BB (TAXES) BOTH values will be convert based on selected Currency in (Column L). 2. If you choose "Partial Conversion" then Column BA (AMOUNT) only will be converted based on selected currency (Column L) and Column BB (TAXES) value (INR) will be added to the converted values.
Note on K170: gepadmin: 1. If you choose "Full Conversion" then Column BA (AMOUNT) and Column BB (TAXES) BOTH values will be convert based on selected Currency in (Column L). 2. If you choose "Partial Conversion" then Column BA (AMOUNT) only will be converted based on selected currency (Column L) and Column BB (TAXES) value (INR) will be added to the converted values.
Note on K172: gepadmin: 1. If you choose "Full Conversion" then Column BA (AMOUNT) and Column BB (TAXES) BOTH values will be convert based on selected Currency in (Column L). 2. If you choose "Partial Conversion" then Column BA (AMOUNT) only will be converted based on selected currency (Column L) and Column BB (TAXES) value (INR) will be added to the converted values.
Note on K173: gepadmin: 1. If you choose "Full Conversion" then Column BA (AMOUNT) and Column BB (TAXES) BOTH values will be convert based on selected Currency in (Column L). 2. If you choose "Partial Conversion" then Column BA (AMOUNT) only will be converted based on selected currency (Column L) and Column BB (TAXES) value (INR) will be added to the converted values.
Note on K174: gepadmin: 1. If you choose "Full Conversion" then Column BA (AMOUNT) and Column BB (TAXES) BOTH values will be convert based on selected Currency in (Column L). 2. If you choose "Partial Conversion" then Column BA (AMOUNT) only will be converted based on selected currency (Column L) and Column BB (TAXES) value (INR) will be added to the converted values.
Note on K177: gepadmin: 1. If you choose "Full Conversion" then Column BA (AMOUNT) and Column BB (TAXES) BOTH values will be convert based on selected Currency in (Column L). 2. If you choose "Partial Conversion" then Column BA (AMOUNT) only will be converted based on selected currency (Column L) and Column BB (TAXES) value (INR) will be added to the converted values.
Note on K180: gepadmin: 1. If you choose "Full Conversion" then Column BA (AMOUNT) and Column BB (TAXES) BOTH values will be convert based on selected Currency in (Column L). 2. If you choose "Partial Conversion" then Column BA (AMOUNT) only will be converted based on selected currency (Column L) and Column BB (TAXES) value (INR) will be added to the converted values.
Note on K182: gepadmin: 1. If you choose "Full Conversion" then Column BA (AMOUNT) and Column BB (TAXES) BOTH values will be convert based on selected Currency in (Column L). 2. If you choose "Partial Conversion" then Column BA (AMOUNT) only will be converted based on selected currency (Column L) and Column BB (TAXES) value (INR) will be added to the converted values.
Note on K183: gepadmin: 1. If you choose "Full Conversion" then Column BA (AMOUNT) and Column BB (TAXES) BOTH values will be convert based on selected Currency in (Column L). 2. If you choose "Partial Conversion" then Column BA (AMOUNT) only will be converted based on selected currency (Column L) and Column BB (TAXES) value (INR) will be added to the converted values.
Note on K184: gepadmin: 1. If you choose "Full Conversion" then Column BA (AMOUNT) and Column BB (TAXES) BOTH values will be convert based on selected Currency in (Column L). 2. If you choose "Partial Conversion" then Column BA (AMOUNT) only will be converted based on selected currency (Column L) and Column BB (TAXES) value (INR) will be added to the converted values.
Note on K186: gepadmin: 1. If you choose "Full Conversion" then Column BA (AMOUNT) and Column BB (TAXES) BOTH values will be convert based on selected Currency in (Column L). 2. If you choose "Partial Conversion" then Column BA (AMOUNT) only will be converted based on selected currency (Column L) and Column BB (TAXES) value (INR) will be added to the converted values.
Note on K187: gepadmin: 1. If you choose "Full Conversion" then Column BA (AMOUNT) and Column BB (TAXES) BOTH values will be convert based on selected Currency in (Column L). 2. If you choose "Partial Conversion" then Column BA (AMOUNT) only will be converted based on selected currency (Column L) and Column BB (TAXES) value (INR) will be added to the converted values.
Note on K190: gepadmin: 1. If you choose "Full Conversion" then Column BA (AMOUNT) and Column BB (TAXES) BOTH values will be convert based on selected Currency in (Column L). 2. If you choose "Partial Conversion" then Column BA (AMOUNT) only will be converted based on selected currency (Column L) and Column BB (TAXES) value (INR) will be added to the converted values.
Note on K192: gepadmin: 1. If you choose "Full Conversion" then Column BA (AMOUNT) and Column BB (TAXES) BOTH values will be convert based on selected Currency in (Column L). 2. If you choose "Partial Conversion" then Column BA (AMOUNT) only will be converted based on selected currency (Column L) and Column BB (TAXES) value (INR) will be added to the converted values.
Note on K195: gepadmin: 1. If you choose "Full Conversion" then Column BA (AMOUNT) and Column BB (TAXES) BOTH values will be convert based on selected Currency in (Column L). 2. If you choose "Partial Conversion" then Column BA (AMOUNT) only will be converted based on selected currency (Column L) and Column BB (TAXES) value (INR) will be added to the converted values.
Note on K198: gepadmin: 1. If you choose "Full Conversion" then Column BA (AMOUNT) and Column BB (TAXES) BOTH values will be convert based on selected Currency in (Column L). 2. If you choose "Partial Conversion" then Column BA (AMOUNT) only will be converted based on selected currency (Column L) and Column BB (TAXES) value (INR) will be added to the converted values.
Note on K201: gepadmin: 1. If you choose "Full Conversion" then Column BA (AMOUNT) and Column BB (TAXES) BOTH values will be convert based on selected Currency in (Column L). 2. If you choose "Partial Conversion" then Column BA (AMOUNT) only will be converted based on selected currency (Column L) and Column BB (TAXES) value (INR) will be added to the converted values.
Note on K203: gepadmin: 1. If you choose "Full Conversion" then Column BA (AMOUNT) and Column BB (TAXES) BOTH values will be convert based on selected Currency in (Column L). 2. If you choose "Partial Conversion" then Column BA (AMOUNT) only will be converted based on selected currency (Column L) and Column BB (TAXES) value (INR) will be added to the converted values.
Note on K205: gepadmin: 1. If you choose "Full Conversion" then Column BA (AMOUNT) and Column BB (TAXES) BOTH values will be convert based on selected Currency in (Column L). 2. If you choose "Partial Conversion" then Column BA (AMOUNT) only will be converted based on selected currency (Column L) and Column BB (TAXES) value (INR) will be added to the converted values.
Note on K206: gepadmin: 1. If you choose "Full Conversion" then Column BA (AMOUNT) and Column BB (TAXES) BOTH values will be convert based on selected Currency in (Column L). 2. If you choose "Partial Conversion" then Column BA (AMOUNT) only will be converted based on selected currency (Column L) and Column BB (TAXES) value (INR) will be added to the converted values.
Note on K209: gepadmin: 1. If you choose "Full Conversion" then Column BA (AMOUNT) and Column BB (TAXES) BOTH values will be convert based on selected Currency in (Column L). 2. If you choose "Partial Conversion" then Column BA (AMOUNT) only will be converted based on selected currency (Column L) and Column BB (TAXES) value (INR) will be added to the converted values.
Note on K211: gepadmin: 1. If you choose "Full Conversion" then Column BA (AMOUNT) and Column BB (TAXES) BOTH values will be convert based on selected Currency in (Column L). 2. If you choose "Partial Conversion" then Column BA (AMOUNT) only will be converted based on selected currency (Column L) and Column BB (TAXES) value (INR) will be added to the converted values.
Note on K214: gepadmin: 1. If you choose "Full Conversion" then Column BA (AMOUNT) and Column BB (TAXES) BOTH values will be convert based on selected Currency in (Column L). 2. If you choose "Partial Conversion" then Column BA (AMOUNT) only will be converted based on selected currency (Column L) and Column BB (TAXES) value (INR) will be added to the converted values.
Note on K215: gepadmin: 1. If you choose "Full Conversion" then Column BA (AMOUNT) and Column BB (TAXES) BOTH values will be convert based on selected Currency in (Column L). 2. If you choose "Partial Conversion" then Column BA (AMOUNT) only will be converted based on selected currency (Column L) and Column BB (TAXES) value (INR) will be added to the converted values.
Note on K217: gepadmin: 1. If you choose "Full Conversion" then Column BA (AMOUNT) and Column BB (TAXES) BOTH values will be convert based on selected Currency in (Column L). 2. If you choose "Partial Conversion" then Column BA (AMOUNT) only will be converted based on selected currency (Column L) and Column BB (TAXES) value (INR) will be added to the converted values.
Note on K219: gepadmin: 1. If you choose "Full Conversion" then Column BA (AMOUNT) and Column BB (TAXES) BOTH values will be convert based on selected Currency in (Column L). 2. If you choose "Partial Conversion" then Column BA (AMOUNT) only will be converted based on selected currency (Column L) and Column BB (TAXES) value (INR) will be added to the converted values.
Note on K220: gepadmin: 1. If you choose "Full Conversion" then Column BA (AMOUNT) and Column BB (TAXES) BOTH values will be convert based on selected Currency in (Column L). 2. If you choose "Partial Conversion" then Column BA (AMOUNT) only will be converted based on selected currency (Column L) and Column BB (TAXES) value (INR) will be added to the converted values.
Note on K221: gepadmin: 1. If you choose "Full Conversion" then Column BA (AMOUNT) and Column BB (TAXES) BOTH values will be convert based on selected Currency in (Column L). 2. If you choose "Partial Conversion" then Column BA (AMOUNT) only will be converted based on selected currency (Column L) and Column BB (TAXES) value (INR) will be added to the converted values.
Note on K223: gepadmin: 1. If you choose "Full Conversion" then Column BA (AMOUNT) and Column BB (TAXES) BOTH values will be convert based on selected Currency in (Column L). 2. If you choose "Partial Conversion" then Column BA (AMOUNT) only will be converted based on selected currency (Column L) and Column BB (TAXES) value (INR) will be added to the converted values.
Note on K225: gepadmin: 1. If you choose "Full Conversion" then Column BA (AMOUNT) and Column BB (TAXES) BOTH values will be convert based on selected Currency in (Column L). 2. If you choose "Partial Conversion" then Column BA (AMOUNT) only will be converted based on selected currency (Column L) and Column BB (TAXES) value (INR) will be added to the converted values.
Note on K228: gepadmin: 1. If you choose "Full Conversion" then Column BA (AMOUNT) and Column BB (TAXES) BOTH values will be convert based on selected Currency in (Column L). 2. If you choose "Partial Conversion" then Column BA (AMOUNT) only will be converted based on selected currency (Column L) and Column BB (TAXES) value (INR) will be added to the converted values.
Note on K230: gepadmin: 1. If you choose "Full Conversion" then Column BA (AMOUNT) and Column BB (TAXES) BOTH values will be convert based on selected Currency in (Column L). 2. If you choose "Partial Conversion" then Column BA (AMOUNT) only will be converted based on selected currency (Column L) and Column BB (TAXES) value (INR) will be added to the converted values.
Note on K232: gepadmin: 1. If you choose "Full Conversion" then Column BA (AMOUNT) and Column BB (TAXES) BOTH values will be convert based on selected Currency in (Column L). 2. If you choose "Partial Conversion" then Column BA (AMOUNT) only will be converted based on selected currency (Column L) and Column BB (TAXES) value (INR) will be added to the converted values.
Note on K233: gepadmin: 1. If you choose "Full Conversion" then Column BA (AMOUNT) and Column BB (TAXES) BOTH values will be convert based on selected Currency in (Column L). 2. If you choose "Partial Conversion" then Column BA (AMOUNT) only will be converted based on selected currency (Column L) and Column BB (TAXES) value (INR) will be added to the converted values.
Note on K235: gepadmin: 1. If you choose "Full Conversion" then Column BA (AMOUNT) and Column BB (TAXES) BOTH values will be convert based on selected Currency in (Column L). 2. If you choose "Partial Conversion" then Column BA (AMOUNT) only will be converted based on selected currency (Column L) and Column BB (TAXES) value (INR) will be added to the converted values.
Note on K236: gepadmin: 1. If you choose "Full Conversion" then Column BA (AMOUNT) and Column BB (TAXES) BOTH values will be convert based on selected Currency in (Column L). 2. If you choose "Partial Conversion" then Column BA (AMOUNT) only will be converted based on selected currency (Column L) and Column BB (TAXES) value (INR) will be added to the converted values.
Note on K238: gepadmin: 1. If you choose "Full Conversion" then Column BA (AMOUNT) and Column BB (TAXES) BOTH values will be convert based on selected Currency in (Column L). 2. If you choose "Partial Conversion" then Column BA (AMOUNT) only will be converted based on selected currency (Column L) and Column BB (TAXES) value (INR) will be added to the converted values.
Note on K239: gepadmin: 1. If you choose "Full Conversion" then Column BA (AMOUNT) and Column BB (TAXES) BOTH values will be convert based on selected Currency in (Column L). 2. If you choose "Partial Conversion" then Column BA (AMOUNT) only will be converted based on selected currency (Column L) and Column BB (TAXES) value (INR) will be added to the converted values.
Note on K241: gepadmin: 1. If you choose "Full Conversion" then Column BA (AMOUNT) and Column BB (TAXES) BOTH values will be convert based on selected Currency in (Column L). 2. If you choose "Partial Conversion" then Column BA (AMOUNT) only will be converted based on selected currency (Column L) and Column BB (TAXES) value (INR) will be added to the converted values.
Note on K243: gepadmin: 1. If you choose "Full Conversion" then Column BA (AMOUNT) and Column BB (TAXES) BOTH values will be convert based on selected Currency in (Column L). 2. If you choose "Partial Conversion" then Column BA (AMOUNT) only will be converted based on selected currency (Column L) and Column BB (TAXES) value (INR) will be added to the converted values.
Note on K245: gepadmin: 1. If you choose "Full Conversion" then Column BA (AMOUNT) and Column BB (TAXES) BOTH values will be convert based on selected Currency in (Column L). 2. If you choose "Partial Conversion" then Column BA (AMOUNT) only will be converted based on selected currency (Column L) and Column BB (TAXES) value (INR) will be added to the converted values.
Note on K247: gepadmin: 1. If you choose "Full Conversion" then Column BA (AMOUNT) and Column BB (TAXES) BOTH values will be convert based on selected Currency in (Column L). 2. If you choose "Partial Conversion" then Column BA (AMOUNT) only will be converted based on selected currency (Column L) and Column BB (TAXES) value (INR) will be added to the converted values.
Note on K248: gepadmin: 1. If you choose "Full Conversion" then Column BA (AMOUNT) and Column BB (TAXES) BOTH values will be convert based on selected Currency in (Column L). 2. If you choose "Partial Conversion" then Column BA (AMOUNT) only will be converted based on selected currency (Column L) and Column BB (TAXES) value (INR) will be added to the converted values.
Note on K250: gepadmin: 1. If you choose "Full Conversion" then Column BA (AMOUNT) and Column BB (TAXES) BOTH values will be convert based on selected Currency in (Column L). 2. If you choose "Partial Conversion" then Column BA (AMOUNT) only will be converted based on selected currency (Column L) and Column BB (TAXES) value (INR) will be added to the converted values.
Note on K251: gepadmin: 1. If you choose "Full Conversion" then Column BA (AMOUNT) and Column BB (TAXES) BOTH values will be convert based on selected Currency in (Column L). 2. If you choose "Partial Conversion" then Column BA (AMOUNT) only will be converted based on selected currency (Column L) and Column BB (TAXES) value (INR) will be added to the converted values.
Note on K255: gepadmin: 1. If you choose "Full Conversion" then Column BA (AMOUNT) and Column BB (TAXES) BOTH values will be convert based on selected Currency in (Column L). 2. If you choose "Partial Conversion" then Column BA (AMOUNT) only will be converted based on selected currency (Column L) and Column BB (TAXES) value (INR) will be added to the converted values.
Note on K257: gepadmin: 1. If you choose "Full Conversion" then Column BA (AMOUNT) and Column BB (TAXES) BOTH values will be convert based on selected Currency in (Column L). 2. If you choose "Partial Conversion" then Column BA (AMOUNT) only will be converted based on selected currency (Column L) and Column BB (TAXES) value (INR) will be added to the converted values.
Note on K259: gepadmin: 1. If you choose "Full Conversion" then Column BA (AMOUNT) and Column BB (TAXES) BOTH values will be convert based on selected Currency in (Column L). 2. If you choose "Partial Conversion" then Column BA (AMOUNT) only will be converted based on selected currency (Column L) and Column BB (TAXES) value (INR) will be added to the converted values.
Note on K260: gepadmin: 1. If you choose "Full Conversion" then Column BA (AMOUNT) and Column BB (TAXES) BOTH values will be convert based on selected Currency in (Column L). 2. If you choose "Partial Conversion" then Column BA (AMOUNT) only will be converted based on selected currency (Column L) and Column BB (TAXES) value (INR) will be added to the converted values.
Note on K261: gepadmin: 1. If you choose "Full Conversion" then Column BA (AMOUNT) and Column BB (TAXES) BOTH values will be convert based on selected Currency in (Column L). 2. If you choose "Partial Conversion" then Column BA (AMOUNT) only will be converted based on selected currency (Column L) and Column BB (TAXES) value (INR) will be added to the converted values.
Note on K262: gepadmin: 1. If you choose "Full Conversion" then Column BA (AMOUNT) and Column BB (TAXES) BOTH values will be convert based on selected Currency in (Column L). 2. If you choose "Partial Conversion" then Column BA (AMOUNT) only will be converted based on selected currency (Column L) and Column BB (TAXES) value (INR) will be added to the converted values.
Note on K263: gepadmin: 1. If you choose "Full Conversion" then Column BA (AMOUNT) and Column BB (TAXES) BOTH values will be convert based on selected Currency in (Column L). 2. If you choose "Partial Conversion" then Column BA (AMOUNT) only will be converted based on selected currency (Column L) and Column BB (TAXES) value (INR) will be added to the converted values.
Note on K264: gepadmin: 1. If you choose "Full Conversion" then Column BA (AMOUNT) and Column BB (TAXES) BOTH values will be convert based on selected Currency in (Column L). 2. If you choose "Partial Conversion" then Column BA (AMOUNT) only will be converted based on selected currency (Column L) and Column BB (TAXES) value (INR) will be added to the converted values.
Note on K265: gepadmin: 1. If you choose "Full Conversion" then Column BA (AMOUNT) and Column BB (TAXES) BOTH values will be convert based on selected Currency in (Column L). 2. If you choose "Partial Conversion" then Column BA (AMOUNT) only will be converted based on selected currency (Column L) and Column BB (TAXES) value (INR) will be added to the converted values.
Note on K266: gepadmin: 1. If you choose "Full Conversion" then Column BA (AMOUNT) and Column BB (TAXES) BOTH values will be convert based on selected Currency in (Column L). 2. If you choose "Partial Conversion" then Column BA (AMOUNT) only will be converted based on selected currency (Column L) and Column BB (TAXES) value (INR) will be added to the converted values.
Note on K267: gepadmin: 1. If you choose "Full Conversion" then Column BA (AMOUNT) and Column BB (TAXES) BOTH values will be convert based on selected Currency in (Column L). 2. If you choose "Partial Conversion" then Column BA (AMOUNT) only will be converted based on selected currency (Column L) and Column BB (TAXES) value (INR) will be added to the converted values.
Note on K268: gepadmin: 1. If you choose "Full Conversion" then Column BA (AMOUNT) and Column BB (TAXES) BOTH values will be convert based on selected Currency in (Column L). 2. If you choose "Partial Conversion" then Column BA (AMOUNT) only will be converted based on selected currency (Column L) and Column BB (TAXES) value (INR) will be added to the converted values.
Note on K269: gepadmin: 1. If you choose "Full Conversion" then Column BA (AMOUNT) and Column BB (TAXES) BOTH values will be convert based on selected Currency in (Column L). 2. If you choose "Partial Conversion" then Column BA (AMOUNT) only will be converted based on selected currency (Column L) and Column BB (TAXES) value (INR) will be added to the converted values.
Note on K270: gepadmin: 1. If you choose "Full Conversion" then Column BA (AMOUNT) and Column BB (TAXES) BOTH values will be convert based on selected Currency in (Column L). 2. If you choose "Partial Conversion" then Column BA (AMOUNT) only will be converted based on selected currency (Column L) and Column BB (TAXES) value (INR) will be added to the converted values.
Note on K271: gepadmin: 1. If you choose "Full Conversion" then Column BA (AMOUNT) and Column BB (TAXES) BOTH values will be convert based on selected Currency in (Column L). 2. If you choose "Partial Conversion" then Column BA (AMOUNT) only will be converted based on selected currency (Column L) and Column BB (TAXES) value (INR) will be added to the converted values.
Note on K272: gepadmin: 1. If you choose "Full Conversion" then Column BA (AMOUNT) and Column BB (TAXES) BOTH values will be convert based on selected Currency in (Column L). 2. If you choose "Partial Conversion" then Column BA (AMOUNT) only will be converted based on selected currency (Column L) and Column BB (TAXES) value (INR) will be added to the converted values.
Note on K273: gepadmin: 1. If you choose "Full Conversion" then Column BA (AMOUNT) and Column BB (TAXES) BOTH values will be convert based on selected Currency in (Column L). 2. If you choose "Partial Conversion" then Column BA (AMOUNT) only will be converted based on selected currency (Column L) and Column BB (TAXES) value (INR) will be added to the converted values.
Validate
Print
Help

## Macros
Please Enable Macros to View BoQ information