## BoQ1 (hidden)
Item Rate BoQ
BoQ_Ver3.0 | Item Rate | Normal | INR Only | INR
Select, Excess (+), Less (-) |  | Less (-)
Tender Inviting Authority: Executive Engineer (Elect.)
Name of Work: Zonal rate contract for petty electrical works of zone substation in whole campus of IIT Kanpur. i.e Academic & Residence
Contract No: 72/ Elect/2021/506 Dated: 18.11.2021
Name of the Bidder/ Bidding Firm / Company :
PRICE SCHEDULE (This BOQ template must not be modified/replaced by the bidder and the same should be uploaded after filling the relevent columns, else the bidder is liable to be rejected for this tender. Bidders are allowed to enter the Bidder Name and Values only )
NUMBER # | TEXT # | TEXT # | NUMBER # | TEXT # | NUMBER | NUMBER | TEXT | TEXT # | NUMBER # | TEXT# | TEXT # | NUMBER # | NUMBER | NUMBER | NUMBER | NUMBER | TEXT | TEXT | NUMBER | NUMBER | NUMBER | NUMBER | TEXT | TEXT | NUMBER | NUMBER | NUMBER | NUMBER | TEXT | TEXT | NUMBER | NUMBER | NUMBER | NUMBER | TEXT | TEXT | NUMBER | NUMBER | NUMBER | NUMBER | TEXT | TEXT | NUMBER | NUMBER | NUMBER # | NUMBER # | TEXT | TEXT | NUMBER # | NUMBER # | DATE | NUMBER # | NUMBER # | TEXT #
Sl. No. | Item Description | Item Code / Make | Quantity | Units | Estimated Rate in Rs. P |  |  | Addition / Deduction | Addition / Deduction Values | Currency Convertion against each Item | Quoted Currency in INR / Other Currency | BASIC RATE In Figures To be entered by the Bidder in Rs. P | Excise Duty | VAT | Freight Charges ( Unloading & Stacking) | Any Other Taxes/Duties/Levies |  |  | Other Taxes 2 | IIIrd Party i.e DGS&D / RITES etc Inspection Charges @0.34%+Service Tax | Less for Cenvat Credit,if any respect of Supplies Under full Excise Duty Category | [30 empty] | TOTAL AMOUNT Without Taxes in Rs. P | TOTAL AMOUNT With Taxes | TOTAL AMOUNT In Words
1 | 2 | 3 | 4 | 5 | 6 | 7 | 8 | 9 | 10 | 11 | 12 | 13 | 14 | 15 | 16 | 17 | 18 | 19 | 20 | 21 | 22 | 23 | 24 | 25 | 26 | 27 | 28 | 29 | 30 | 31 | 32 | 33 | 34 | 35 | 36 | 37 | 38 | 39 | 40 | 41 | 42 | 43 | 44 | 45 | 46 | 47 | 48 | 49 | 50 | 51 | 52 | 53 | 54 | 55
1 | Supplying & Laying of one no. XLPE cable aluminium conductor steel armoured cable of size 2x6sqmm, grade 1.1kV in following manners. | item1 | [52 empty] | 1 | Construction of chamber for 100mm sluices valve | item1 | 10 | 1 Nos
1.1 | In Ground I/c excavation, sand cushioning protective covering, refilling of earth as reqd. | item2 | 4 | Mtr. | 100 |  |  | Excess(+) | 1 | Full Conversion | INR | [40 empty] | #VALUE! | #VALUE! | #VALUE! | 1.01 | Supplying, Conveying and fixing spls. Including eart | item1 | 123.223 | Nos
1.2 | In existing Pipe | item3 | 2 | Mtr. | 100 |  |  | Excess(+) | 1 | Full Conversion | INR | [40 empty] | #VALUE! | #VALUE! | #VALUE! | 1.02 | Construction of chamber for 100mm sluice plates | item2 | 213 | Nos
1.3 | In existing open duct | item4 | 2 | Mtr. | 10 |  |  | Excess(+) | 1 | Full Conversion | INR | [40 empty] | #VALUE! | #VALUE! | #VALUE! | 2 | Construction of chamber for 100mm sluices valve | item3 | 10 | Nos
1.4 | Fixing on surface with MS clamp | item5 | 1 | Mtr. | 10 |  |  | Excess(+) | 1 | Full Conversion | INR | [40 empty] | #VALUE! | #VALUE! | #VALUE! | 3 | Supplying, Conveying and fixing spls. Including ea | item4 | 10 | Nos
2 | Supplying & Laying of one no. XLPE cable aluminium conductor steel armoured cable of size 2x10sqmm, grade 1.1kV in following manners. | item6 | [52 empty] | 1.01 | Supplying, Conveying and fixing spls. Including eart | item1 | 123.223 | Nos
2.1 | In Ground I/c excavation, sand cushioning protective covering, refilling of earth as reqd. | item7 | 4 | Mtr. | 100 |  |  | Excess(+) | 1 | Full Conversion | INR | [40 empty] | #VALUE! | #VALUE! | #VALUE! | 1.02 | Construction of chamber for 100mm sluice plates | item2 | 213 | Nos
2.2 | In existing Pipe | item8 | 2 | Mtr. | 100 |  |  | Excess(+) | 1 | Full Conversion | INR | [40 empty] | #VALUE! | #VALUE! | #VALUE! | 2 | Construction of chamber for 100mm sluices valve | item3 | 10 | Nos
2.3 | In existing open duct | item9 | 2 | Mtr. | 10 |  |  | Excess(+) | 1 | Full Conversion | INR | [40 empty] | #VALUE! | #VALUE! | #VALUE! | 3 | Supplying, Conveying and fixing spls. Including ea | item4 | 10 | Nos
2.4 | Fixing on surface with MS clamp | item10 | 1 | Mtr. | 10 |  |  | Excess(+) | 1 | Full Conversion | INR | [40 empty] | #VALUE! | #VALUE! | #VALUE! | 1.01 | Supplying, Conveying and fixing spls. Including eart | item1 | 123.223 | Nos
3 | Supplying & Laying of one no. XLPE cable aluminium conductor steel armoured cable of size 2x16sqmm, grade 1.1kV in following manners. | item11 | [52 empty] | 1.02 | Construction of chamber for 100mm sluice plates | item2 | 213 | Nos
3.1 | In Ground I/c excavation, sand cushioning protective covering, refilling of earth as reqd. | item12 | 17 | Mtr. | 10 |  |  | Excess(+) | 1 | Full Conversion | INR | [40 empty] | #VALUE! | #VALUE! | #VALUE! | 2 | Construction of chamber for 100mm sluices valve | item3 | 10 | Nos
3.2 | In existing Pipe | item13 | 2 | Mtr. | 100 |  |  | Excess(+) | 1 | Full Conversion | INR | [40 empty] | #VALUE! | #VALUE! | #VALUE! | 3 | Supplying, Conveying and fixing spls. Including ea | item4 | 10 | Nos
3.3 | In existing open duct | item14 | 2 | Mtr. | 10 |  |  | Excess(+) | 1 | Full Conversion | INR | [40 empty] | #VALUE! | #VALUE! | #VALUE! | 1.01 | Supplying, Conveying and fixing spls. Including eart | item1 | 123.223 | Nos
3.4 | Fixing on surface with MS clamp | item15 | 1 | Mtr. | 10 |  |  | Excess(+) | 1 | Full Conversion | INR | [40 empty] | #VALUE! | #VALUE! | #VALUE! | 1.02 | Construction of chamber for 100mm sluice plates | item2 | 213 | Nos
4 | Supplying & Laying of one no. XLPE cable aluminium conductor steel armoured cable of size 3-1/2 x 25sqmm, grade 1.1kV in following manners. | item16 | [52 empty] | 1.02 | Construction of chamber for 100mm sluice plates | item2 | 213 | Nos
4.1 | In Ground I/c excavation, sand cushioning protective covering, refilling of earth as reqd. | item17 | 4 | Mtr. | 10 |  |  | Excess(+) | 1 | Full Conversion | INR | [40 empty] | #VALUE! | #VALUE! | #VALUE! | 2 | Construction of chamber for 100mm sluices valve | item3 | 10 | Nos
4.2 | In existing Pipe | item18 | 2 | Mtr. | 10 |  |  | Excess(+) | 1 | Full Conversion | INR | [40 empty] | #VALUE! | #VALUE! | #VALUE! | 3 | Supplying, Conveying and fixing spls. Including ea | item4 | 10 | Nos
4.3 | In existing open duct | item19 | 2 | Mtr. | 10 |  |  | Excess(+) | 1 | Full Conversion | INR | [40 empty] | #VALUE! | #VALUE! | #VALUE! | 1.01 | Supplying, Conveying and fixing spls. Including eart | item1 | 123.223 | Nos
4.4 | Fixing on surface with MS clamp | item20 | 1 | Mtr. | 10 |  |  | Excess(+) | 1 | Full Conversion | INR | [40 empty] | #VALUE! | #VALUE! | #VALUE! | 1.02 | Construction of chamber for 100mm sluice plates | item2 | 213 | Nos
5 | Supplying & Laying of one no. XLPE cable aluminium conductor steel armoured cable of size 3-1/2 x 35sqmm, grade 1.1kV in following manners. | item21 | [52 empty] | 2 | Construction of chamber for 100mm sluices valve | item3 | 10 | Nos
5.1 | In Ground I/c excavation, sand cushioning protective covering, refilling of earth as reqd. | item22 | 4 | Mtr. | 10 |  |  | Excess(+) | 1 | Full Conversion | INR | [40 empty] | #VALUE! | #VALUE! | #VALUE! | 3 | Supplying, Conveying and fixing spls. Including ea | item4 | 10 | Nos
5.2 | In existing Pipe | item23 | 2 | Mtr. | 10 |  |  | Excess(+) | 1 | Full Conversion | INR | [40 empty] | #VALUE! | #VALUE! | #VALUE! | 1.01 | Supplying, Conveying and fixing spls. Including eart | item1 | 123.223 | Nos
5.3 | In existing open duct | item24 | 2 | Mtr. | 10 |  |  | Excess(+) | 1 | Full Conversion | INR | [40 empty] | #VALUE! | #VALUE! | #VALUE! | 1.02 | Construction of chamber for 100mm sluice plates | item2 | 213 | Nos
5.4 | Fixing on surface with MS clamp | item25 | 1 | Mtr. | 10 |  |  | Excess(+) | 1 | Full Conversion | INR | [40 empty] | #VALUE! | #VALUE! | #VALUE! | 2 | Construction of chamber for 100mm sluices valve | item3 | 10 | Nos
6 | Supplying & Laying of one no. XLPE cable aluminium conductor steel armoured cable of size 3-1/2 x 50sqmm, grade 1.1kV in following manners. | item26 | [52 empty] | 3 | Supplying, Conveying and fixing spls. Including ea | item4 | 10 | Nos
6.1 | In Ground I/c excavation, sand cushioning protective covering, refilling of earth as reqd. | item27 | 17 | Mtr. | 10 |  |  | Excess(+) | 1 | Full Conversion | INR | [40 empty] | #VALUE! | #VALUE! | #VALUE! | 1.01 | Supplying, Conveying and fixing spls. Including eart | item1 | 123.223 | Nos
6.2 | In existing Pipe | item28 | 2 | Mtr. | 10 |  |  | Excess(+) | 1 | Full Conversion | INR | [40 empty] | #VALUE! | #VALUE! | #VALUE! | 1.02 | Construction of chamber for 100mm sluice plates | item2 | 213 | Nos
6.3 | In existing open duct | item29 | 2 | Mtr. | 100 |  |  | Excess(+) | 1 | Full Conversion | INR | [40 empty] | #VALUE! | #VALUE! | #VALUE! | 1.02 | Construction of chamber for 100mm sluice plates | item2 | 213 | Nos
6.4 | Fixing on surface with MS clamp | item30 | 1 | Mtr. | 10 |  |  | Excess(+) | 1 | Full Conversion | INR | [40 empty] | #VALUE! | #VALUE! | #VALUE! | 2 | Construction of chamber for 100mm sluices valve | item3 | 10 | Nos
7 | Supplying & Laying of one no. XLPE cable aluminium conductor steel armoured cable of size 3-1/2 x 70sqmm, grade 1.1kV in following manners. | item31 | [52 empty] | 3 | Supplying, Conveying and fixing spls. Including ea | item4 | 10 | Nos
7.1 | In Ground I/c excavation, sand cushioning protective covering, refilling of earth as reqd. | item32 | 17 | Mtr. | 10 |  |  | Excess(+) | 1 | Full Conversion | INR | [40 empty] | #VALUE! | #VALUE! | #VALUE! | 1.01 | Supplying, Conveying and fixing spls. Including eart | item1 | 123.223 | Nos
7.2 | In existing Pipe | item33 | 2 | Mtr. | 10 |  |  | Excess(+) | 1 | Full Conversion | INR | [40 empty] | #VALUE! | #VALUE! | #VALUE! | 1.02 | Construction of chamber for 100mm sluice plates | item2 | 213 | Nos
7.3 | In existing open duct | item34 | 2 | Mtr. | 10 |  |  | Excess(+) | 1 | Full Conversion | INR | [40 empty] | #VALUE! | #VALUE! | #VALUE! | 2 | Construction of chamber for 100mm sluices valve | item3 | 10 | Nos
7.4 | Fixing on surface with MS clamp | item35 | 1 | Mtr. | 10 |  |  | Excess(+) | 1 | Full Conversion | INR | [40 empty] | #VALUE! | #VALUE! | #VALUE! | 3 | Supplying, Conveying and fixing spls. Including ea | item4 | 10 | Nos
8 | Supplying & Laying of one no. XLPE cable aluminium conductor steel armoured cable of size 3-1/2 x 95sqmm, grade 1.1kV in following manners. | item36 | [52 empty] | 1.01 | Supplying, Conveying and fixing spls. Including eart | item1 | 123.223 | Nos
8.1 | In Ground I/c excavation, sand cushioning protective covering, refilling of earth as reqd. | item37 | 21 | Mtr. | 10 |  |  | Excess(+) | 1 | Full Conversion | INR | [40 empty] | #VALUE! | #VALUE! | #VALUE! | 1.02 | Construction of chamber for 100mm sluice plates | item2 | 213 | Nos
8.2 | In existing Pipe | item38 | 2 | Mtr. | 10 |  |  | Excess(+) | 1 | Full Conversion | INR | [40 empty] | #VALUE! | #VALUE! | #VALUE! | 2 | Construction of chamber for 100mm sluices valve | item3 | 10 | Nos
8.3 | In existing open duct | item39 | 2 | Mtr. | 100 |  |  | Excess(+) | 1 | Full Conversion | INR | [40 empty] | #VALUE! | #VALUE! | #VALUE! | 3 | Supplying, Conveying and fixing spls. Including ea | item4 | 10 | Nos
8.4 | Fixing on surface with MS clamp | item40 | 1 | Mtr. | 10 |  |  | Excess(+) | 1 | Full Conversion | INR | [40 empty] | #VALUE! | #VALUE! | #VALUE! | 1.01 | Supplying, Conveying and fixing spls. Including eart | item1 | 123.223 | Nos
9 | Supplying & Laying of one no. XLPE cable aluminium conductor steel armoured cable of size 3-1/2 x 120 sq.mm. grade 1.1kV in following manners. | item41 | [52 empty] | 1.02 | Construction of chamber for 100mm sluice plates | item2 | 213 | Nos
9.1 | In Ground I/c excavation, sand cushioning protective covering, refilling of earth as reqd. | item42 | 4 | Mtr. | 100 |  |  | Excess(+) | 1 | Full Conversion | INR | [40 empty] | #VALUE! | #VALUE! | #VALUE! | 1.02 | Construction of chamber for 100mm sluice plates | item2 | 213 | Nos
9.2 | In existing Pipe | item43 | 2 | Mtr. | 10 |  |  | Excess(+) | 1 | Full Conversion | INR | [40 empty] | #VALUE! | #VALUE! | #VALUE! | 2 | Construction of chamber for 100mm sluices valve | item3 | 10 | Nos
9.3 | In existing open duct | item44 | 2 | Mtr. | 10 |  |  | Excess(+) | 1 | Full Conversion | INR | [40 empty] | #VALUE! | #VALUE! | #VALUE! | 3 | Supplying, Conveying and fixing spls. Including ea | item4 | 10 | Nos
9.4 | Fixing on surface with MS clamp | item45 | 1 | Mtr. | 10 |  |  | Excess(+) | 1 | Full Conversion | INR | [40 empty] | #VALUE! | #VALUE! | #VALUE! | 1.01 | Supplying, Conveying and fixing spls. Including eart | item1 | 123.223 | Nos
10 | Supplying & Laying of one no. XLPE cable aluminium conductor steel armoured cable of size 3-1/2 x 185sqmm, grade 1.1kV in following manners. | item46 | [52 empty] | 1.02 | Construction of chamber for 100mm sluice plates | item2 | 213 | Nos
10.1 | In Ground I/c excavation, sand cushioning protective covering, refilling of earth as reqd. | item47 | 2 | Mtr. | 10 |  |  | Excess(+) | 1 | Full Conversion | INR | [40 empty] | #VALUE! | #VALUE! | #VALUE! | 2 | Construction of chamber for 100mm sluices valve | item3 | 10 | Nos
10.2 | In existing Pipe | item48 | 2 | Mtr. | 10 |  |  | Excess(+) | 1 | Full Conversion | INR | [40 empty] | #VALUE! | #VALUE! | #VALUE! | 1.01 | Supplying, Conveying and fixing spls. Including eart | item1 | 123.223 | Nos
10.3 | In existing open duct | item49 | 2 | Mtr. | 10 |  |  | Excess(+) | 1 | Full Conversion | INR | [40 empty] | #VALUE! | #VALUE! | #VALUE! | 1.02 | Construction of chamber for 100mm sluice plates | item2 | 213 | Nos
10.4 | Fixing on surface with MS clamp | item50 | 1 | Mtr. | 10 |  |  | Excess(+) | 1 | Full Conversion | INR | [40 empty] | #VALUE! | #VALUE! | #VALUE! | 2 | Construction of chamber for 100mm sluices valve | item3 | 10 | Nos
11 | Supplying & Laying of one no. XLPE cable aluminium conductor steel armoured cable of size 3-1/2 x 240sqmm, grade 1.1kV in following manners. | item51 | [52 empty] | 3 | Supplying, Conveying and fixing spls. Including ea | item4 | 10 | Nos
11.1 | In Ground I/c excavation, sand cushioning protective covering, refilling of earth as reqd. | item52 | 21 | Mtr. | 10 |  |  | Excess(+) | 1 | Full Conversion | INR | [40 empty] | #VALUE! | #VALUE! | #VALUE! | 1.01 | Supplying, Conveying and fixing spls. Including eart | item1 | 123.223 | Nos
11.2 | In existing Pipe | item53 | 2 | Mtr. | 10 |  |  | Excess(+) | 1 | Full Conversion | INR | [40 empty] | #VALUE! | #VALUE! | #VALUE! | 1.02 | Construction of chamber for 100mm sluice plates | item2 | 213 | Nos
11.3 | In existing open duct | item54 | 2 | Mtr. | 10 |  |  | Excess(+) | 1 | Full Conversion | INR | [40 empty] | #VALUE! | #VALUE! | #VALUE! | 2 | Construction of chamber for 100mm sluices valve | item3 | 10 | Nos
11.4 | Fixing on surface with MS clamp | item55 | 1 | Mtr. | 100 |  |  | Excess(+) | 1 | Full Conversion | INR | [40 empty] | #VALUE! | #VALUE! | #VALUE! | 3 | Supplying, Conveying and fixing spls. Including ea | item4 | 10 | Nos
12 | Supplying & Laying of one no. XLPE cable aluminium conductor steel armoured cable of size 3-1/2 x 300sqmm, grade 1.1kV in following manners. | item56 | [52 empty] | 1.01 | Supplying, Conveying and fixing spls. Including eart | item1 | 123.223 | Nos
12.1 | In Ground I/c excavation, sand cushioning protective covering, refilling of earth as reqd. | item57 | 21 | Mtr. | 10 |  |  | Excess(+) | 1 | Full Conversion | INR | [40 empty] | #VALUE! | #VALUE! | #VALUE! | 1.02 | Construction of chamber for 100mm sluice plates | item2 | 213 | Nos
12.2 | In existing Pipe | item58 | 4 | Mtr. | 100 |  |  | Excess(+) | 1 | Full Conversion | INR | [40 empty] | #VALUE! | #VALUE! | #VALUE! | 1.02 | Construction of chamber for 100mm sluice plates | item2 | 213 | Nos
12.3 | In existing open duct | item59 | 4 | Mtr. | 10 |  |  | Excess(+) | 1 | Full Conversion | INR | [40 empty] | #VALUE! | #VALUE! | #VALUE! | 2 | Construction of chamber for 100mm sluices valve | item3 | 10 | Nos
12.4 | Fixing on surface with MS clamp | item60 | 2 | Mtr. | 10 |  |  | Excess(+) | 1 | Full Conversion | INR | [40 empty] | #VALUE! | #VALUE! | #VALUE! | 3 | Supplying, Conveying and fixing spls. Including ea | item4 | 10 | Nos
13 | Supplying & Laying of one no. XLPE cable aluminium conductor steel armoured cable of size 3-1/2 x 400sqmm, grade 1.1kV in following manners. | item61 | [52 empty] | 1.01 | Supplying, Conveying and fixing spls. Including eart | item1 | 123.223 | Nos
13.1 | In Ground I/c excavation, sand cushioning protective covering, refilling of earth as reqd. | item62 | 17 | Mtr. | 10 |  |  | Excess(+) | 1 | Full Conversion | INR | [40 empty] | #VALUE! | #VALUE! | #VALUE! | 1.02 | Construction of chamber for 100mm sluice plates | item2 | 213 | Nos
13.2 | In existing Pipe | item63 | 4 | Mtr. | 10 |  |  | Excess(+) | 1 | Full Conversion | INR | [40 empty] | #VALUE! | #VALUE! | #VALUE! | 2 | Construction of chamber for 100mm sluices valve | item3 | 10 | Nos
13.3 | In existing open duct | item64 | 4 | Mtr. | 10 |  |  | Excess(+) | 1 | Full Conversion | INR | [40 empty] | #VALUE! | #VALUE! | #VALUE! | 3 | Supplying, Conveying and fixing spls. Including ea | item4 | 10 | Nos
13.4 | Fixing on surface with MS clamp | item65 | 2 | Mtr. | 10 |  |  | Excess(+) | 1 | Full Conversion | INR | [40 empty] | #VALUE! | #VALUE! | #VALUE! | 1.01 | Supplying, Conveying and fixing spls. Including eart | item1 | 123.223 | Nos
14 | Supplying & Laying of one no. XLPE cable aluminium conductor steel armoured cable of size 3 x 70sqmm, grade 6.6KV(UE) , 11kV(E) in following manners. | item66 | [52 empty] | 1.02 | Construction of chamber for 100mm sluice plates | item2 | 213 | Nos
14.1 | In Ground I/c excavation, sand cushioning protective covering, refilling of earth as reqd. | item67 | 10 | Mtr. | 10 |  |  | Excess(+) | 1 | Full Conversion | INR | [40 empty] | #VALUE! | #VALUE! | #VALUE! | 2 | Construction of chamber for 100mm sluices valve | item3 | 10 | Nos
14.2 | In existing Pipe | item68 | 2 | Mtr. | 100 |  |  | Excess(+) | 1 | Full Conversion | INR | [40 empty] | #VALUE! | #VALUE! | #VALUE! | 3 | Supplying, Conveying and fixing spls. Including ea | item4 | 10 | Nos
14.3 | In existing open duct | item69 | 2 | Mtr. | 10 |  |  | Excess(+) | 1 | Full Conversion | INR | [40 empty] | #VALUE! | #VALUE! | #VALUE! | 1.01 | Supplying, Conveying and fixing spls. Including eart | item1 | 123.223 | Nos
15 | Supplying & Laying of one no. XLPE cable aluminium conductor steel armoured cable of size 3 x 95sqmm, grade 6.6KV(UE) , 11kV(E) in following manners. | item70 | [52 empty] | 1.02 | Construction of chamber for 100mm sluice plates | item2 | 213 | Nos
15.1 | In Ground I/c excavation, sand cushioning protective covering, refilling of earth as reqd. | item71 | 10 | Mtr. | 100 |  |  | Excess(+) | 1 | Full Conversion | INR | [40 empty] | #VALUE! | #VALUE! | #VALUE! | 1.02 | Construction of chamber for 100mm sluice plates | item2 | 213 | Nos
15.2 | In existing Pipe | item72 | 2 | Mtr. | 10 |  |  | Excess(+) | 1 | Full Conversion | INR | [40 empty] | #VALUE! | #VALUE! | #VALUE! | 2 | Construction of chamber for 100mm sluices valve | item3 | 10 | Nos
15.3 | In existing open duct | item73 | 2 | Mtr. | 10 |  |  | Excess(+) | 1 | Full Conversion | INR | [40 empty] | #VALUE! | #VALUE! | #VALUE! | 3 | Supplying, Conveying and fixing spls. Including ea | item4 | 10 | Nos
16 | Supplying & Laying of one no. XLPE cable aluminium conductor steel armoured cable of size 3 x 120sqmm, grade 6.6KV(UE) , 11kV(E) in following manners. | item74 | [52 empty] | 1.01 | Supplying, Conveying and fixing spls. Including eart | item1 | 123.223 | Nos
16.1 | In Ground I/c excavation, sand cushioning protective covering, refilling of earth as reqd. | item75 | 10 | Mtr. | 10 |  |  | Excess(+) | 1 | Full Conversion | INR | [40 empty] | #VALUE! | #VALUE! | #VALUE! | 1.02 | Construction of chamber for 100mm sluice plates | item2 | 213 | Nos
16.2 | In existing Pipe | item76 | 2 | Mtr. | 10 |  |  | Excess(+) | 1 | Full Conversion | INR | [40 empty] | #VALUE! | #VALUE! | #VALUE! | 2 | Construction of chamber for 100mm sluices valve | item3 | 10 | Nos
16.3 | In existing open duct | item77 | 2 | Mtr. | 10 |  |  | Excess(+) | 1 | Full Conversion | INR | [40 empty] | #VALUE! | #VALUE! | #VALUE! | 3 | Supplying, Conveying and fixing spls. Including ea | item4 | 10 | Nos
17 | Supplying & Laying of one no. XLPE cable aluminium conductor steel armoured cable of size 3 x 185sqmm, grade 6.6KV(UE) , 11kV(E) in following manners. | item78 | [52 empty] | 1.01 | Supplying, Conveying and fixing spls. Including eart | item1 | 123.223 | Nos
17.1 | In Ground I/c excavation, sand cushioning protective covering, refilling of earth as reqd. | item79 | 10 | Mtr. | 10 |  |  | Excess(+) | 1 | Full Conversion | INR | [40 empty] | #VALUE! | #VALUE! | #VALUE! | 1.02 | Construction of chamber for 100mm sluice plates | item2 | 213 | Nos
17.2 | In existing Pipe | item80 | 2 | Mtr. | 10 |  |  | Excess(+) | 1 | Full Conversion | INR | [40 empty] | #VALUE! | #VALUE! | #VALUE! | 2 | Construction of chamber for 100mm sluices valve | item3 | 10 | Nos
17.3 | In existing open duct | item81 | 2 | Mtr. | 100 |  |  | Excess(+) | 1 | Full Conversion | INR | [40 empty] | #VALUE! | #VALUE! | #VALUE! | 3 | Supplying, Conveying and fixing spls. Including ea | item4 | 10 | Nos
18 | Laying of one no. PVC insulated and PVC sheathed /XLPE power cable of 1.1kV grade direct in ground including excavation, sand cushioning, protective covering and refilling the trench etc. as reqd. | item82 | [52 empty] | 1.01 | Supplying, Conveying and fixing spls. Including eart | item1 | 123.223 | Nos
18.1 | Upto 35 sqmm | item83 | 4 | Mtr. | 10 |  |  | Excess(+) | 1 | Full Conversion | INR | [40 empty] | #VALUE! | #VALUE! | #VALUE! | 1.02 | Construction of chamber for 100mm sluice plates | item2 | 213 | Nos
18.2 | 35 sqmm to 95 sqmm | item84 | 4 | Mtr. | 100 |  |  | Excess(+) | 1 | Full Conversion | INR | [40 empty] | #VALUE! | #VALUE! | #VALUE! | 1.02 | Construction of chamber for 100mm sluice plates | item2 | 213 | Nos
18.3 | 95 sqmm to 185 sqmm | item85 | 4 | Mtr. | 10 |  |  | Excess(+) | 1 | Full Conversion | INR | [40 empty] | #VALUE! | #VALUE! | #VALUE! | 2 | Construction of chamber for 100mm sluices valve | item3 | 10 | Nos
18.4 | 185 sqmm to 400 sqmm | item86 | 4 | Mtr. | 10 |  |  | Excess(+) | 1 | Full Conversion | INR | [40 empty] | #VALUE! | #VALUE! | #VALUE! | 3 | Supplying, Conveying and fixing spls. Including ea | item4 | 10 | Nos
19 | Laying and fixing of one no. PVC insulated and PVC sheathed /XLPE power cable of 1.1kV grade on surface as reqd. | item87 | [52 empty] | 1.01 | Supplying, Conveying and fixing spls. Including eart | item1 | 123.223 | Nos
19.1 | Upto 35 sqmm(Clamped with 1 mm thick saddle) | item88 | 4 | Mtr. | 10 |  |  | Excess(+) | 1 | Full Conversion | INR | [40 empty] | #VALUE! | #VALUE! | #VALUE! | 1.02 | Construction of chamber for 100mm sluice plates | item2 | 213 | Nos
19.2 | Above 35 Sq.mm and up to 95 sq.mm(Clamped with 25X3mm MS flat clamp) | item89 | 4 | Mtr. | 10 |  |  | Excess(+) | 1 | Full Conversion | INR | [40 empty] | #VALUE! | #VALUE! | #VALUE! | 2 | Construction of chamber for 100mm sluices valve | item3 | 10 | Nos
19.3 | Above 95 Sq.mm and up to 185 sq.mm(Clamped with 25/40X3mm MS flat clamp) | item90 | 4 | Mtr. | 10 |  |  | Excess(+) | 1 | Full Conversion | INR | [40 empty] | #VALUE! | #VALUE! | #VALUE! | 1.01 | Supplying, Conveying and fixing spls. Including eart | item1 | 123.223 | Nos
19.4 | Above 185 Sq.mm and up to 400 sq.mm(Clamped with 40X3mm MS flat clamp) | item91 | 4 | Mtr. | 10 |  |  | Excess(+) | 1 | Full Conversion | INR | [40 empty] | #VALUE! | #VALUE! | #VALUE! | 1.02 | Construction of chamber for 100mm sluice plates | item2 | 213 | Nos
20 | Laying of one no. PVC insulated and PVC sheathed /XLPE power cable of 1.1kV grade in the existing RCC/Hume/Stoneware/Metal pipe as reqd. | item92 | [52 empty] | 2 | Construction of chamber for 100mm sluices valve | item3 | 10 | Nos
20.1 | Upto 35 sqmm | item93 | 4 | Mtr. | 10 |  |  | Excess(+) | 1 | Full Conversion | INR | [40 empty] | #VALUE! | #VALUE! | #VALUE! | 3 | Supplying, Conveying and fixing spls. Including ea | item4 | 10 | Nos
20.2 | 35 sqmm to 95 sqmm | item94 | 4 | Mtr. | 10 |  |  | Excess(+) | 1 | Full Conversion | INR | [40 empty] | #VALUE! | #VALUE! | #VALUE! | 1.01 | Supplying, Conveying and fixing spls. Including eart | item1 | 123.223 | Nos
20.3 | 95 sqmm to 185 sqmm | item95 | 4 | Mtr. | 10 |  |  | Excess(+) | 1 | Full Conversion | INR | [40 empty] | #VALUE! | #VALUE! | #VALUE! | 1.02 | Construction of chamber for 100mm sluice plates | item2 | 213 | Nos
20.4 | 185 sqmm to 400 sqmm | item96 | 4 | Mtr. | 10 |  |  | Excess(+) | 1 | Full Conversion | INR | [40 empty] | #VALUE! | #VALUE! | #VALUE! | 2 | Construction of chamber for 100mm sluices valve | item3 | 10 | Nos
21 | Laying of one no. PVC insulated and PVC sheathed /XLPE power cable of 1.1kV grade in the existing masonry open duct as reqd. | item97 | [52 empty] | 3 | Supplying, Conveying and fixing spls. Including ea | item4 | 10 | Nos
21.1 | Upto 35 sqmm | item98 | 4 | Mtr. | 10 |  |  | Excess(+) | 1 | Full Conversion | INR | [40 empty] | #VALUE! | #VALUE! | #VALUE! | 1.01 | Supplying, Conveying and fixing spls. Including eart | item1 | 123.223 | Nos
21.2 | 35 sqmm to 95 sqmm | item99 | 4 | Mtr. | 10 |  |  | Excess(+) | 1 | Full Conversion | INR | [40 empty] | #VALUE! | #VALUE! | #VALUE! | 1.02 | Construction of chamber for 100mm sluice plates | item2 | 213 | Nos
21.3 | 95 sqmm to 185 sqmm | item100 | 4 | Mtr. | 100 |  |  | Excess(+) | 1 | Full Conversion | INR | [40 empty] | #VALUE! | #VALUE! | #VALUE! | 1.02 | Construction of chamber for 100mm sluice plates | item2 | 213 | Nos
21.4 | 185 sqmm to 400 sqmm | item101 | 4 | Mtr. | 10 |  |  | Excess(+) | 1 | Full Conversion | INR | [40 empty] | #VALUE! | #VALUE! | #VALUE! | 2 | Construction of chamber for 100mm sluices valve | item3 | 10 | Nos
22 | Laying of one no. PVC insulated and PVC sheathed /XLPE power cable of 11kV grade direct in ground including excavation, sand cushioning, protective covering and refilling the trench etc. as reqd. | item102 | [52 empty] | 3 | Supplying, Conveying and fixing spls. Including ea | item4 | 10 | Nos
22.1 | Upto 120 sqmm | item103 | 4 | Mtr. | 10 |  |  | Excess(+) | 1 | Full Conversion | INR | [40 empty] | #VALUE! | #VALUE! | #VALUE! | 1.01 | Supplying, Conveying and fixing spls. Including eart | item1 | 123.223 | Nos
22.2 | Above 120sqmm and upto 400sqmm | item104 | 4 | Mtr. | 10 |  |  | Excess(+) | 1 | Full Conversion | INR | [40 empty] | #VALUE! | #VALUE! | #VALUE! | 1.02 | Construction of chamber for 100mm sluice plates | item2 | 213 | Nos
23 | Laying of one no. PVC insulated and PVC sheathed /XLPE power cable of 11kV grade in the existing RCC/Hume/Stoneware/Metal pipe as reqd. | item105 | [52 empty] | 2 | Construction of chamber for 100mm sluices valve | item3 | 10 | Nos
23.1 | Upto 120 sqmm | item106 | 4 | Mtr. | 10 |  |  | Excess(+) | 1 | Full Conversion | INR | [40 empty] | #VALUE! | #VALUE! | #VALUE! | 3 | Supplying, Conveying and fixing spls. Including ea | item4 | 10 | Nos
23.2 | Above 120sqmm and upto 400sqmm | item107 | 4 | Mtr. | 10 |  |  | Excess(+) | 1 | Full Conversion | INR | [40 empty] | #VALUE! | #VALUE! | #VALUE! | 1.01 | Supplying, Conveying and fixing spls. Including eart | item1 | 123.223 | Nos
24 | Laying of one no. PVC insulated and PVC sheathed /XLPE power cable of 11kV grade in the existing masonry open duct as reqd. | item108 | [52 empty] | 1.02 | Construction of chamber for 100mm sluice plates | item2 | 213 | Nos
24.1 | Upto 120 sqmm | item109 | 4 | Mtr. | 10 |  |  | Excess(+) | 1 | Full Conversion | INR | [40 empty] | #VALUE! | #VALUE! | #VALUE! | 2 | Construction of chamber for 100mm sluices valve | item3 | 10 | Nos
24.2 | Above 120sqmm and upto 400sqmm | item110 | 4 | Mtr. | 100 |  |  | Excess(+) | 1 | Full Conversion | INR | [40 empty] | #VALUE! | #VALUE! | #VALUE! | 3 | Supplying, Conveying and fixing spls. Including ea | item4 | 10 | Nos
25 | Digging cable trench/lifting brick/s and cable for locating fault and refilling the trench, ramming & making good the same as reqd. | item111 | 4 | Mtr. | 10 |  |  | Excess(+) | 1 | Full Conversion | INR | [40 empty] | #VALUE! | #VALUE! | #VALUE! | 1.01 | Supplying, Conveying and fixing spls. Including eart | item1 | 123.223 | Nos
26 | Lifting removing cable from trench/clamps, making role & depositing the same in store I/c cartage. | item112 | [52 empty] | 1.02 | Construction of chamber for 100mm sluice plates | item2 | 213 | Nos
26.1 | upto 35 sqmm | item113 | 21 | Mtr. | 100 |  |  | Excess(+) | 1 | Full Conversion | INR | [40 empty] | #VALUE! | #VALUE! | #VALUE! | 1.02 | Construction of chamber for 100mm sluice plates | item2 | 213 | Nos
26.2 | 35 to 95sq.mm | item114 | 8 | Mtr. | 10 |  |  | Excess(+) | 1 | Full Conversion | INR | [40 empty] | #VALUE! | #VALUE! | #VALUE! | 2 | Construction of chamber for 100mm sluices valve | item3 | 10 | Nos
26.3 | 95 to 185sq.mm | item115 | 8 | Mtr. | 10 |  |  | Excess(+) | 1 | Full Conversion | INR | [40 empty] | #VALUE! | #VALUE! | #VALUE! | 3 | Supplying, Conveying and fixing spls. Including ea | item4 | 10 | Nos
26.4 | 185 to 400sq.mm | item116 | 8 | Mtr. | 10 |  |  | Excess(+) | 1 | Full Conversion | INR | [40 empty] | #VALUE! | #VALUE! | #VALUE! | 1.01 | Supplying, Conveying and fixing spls. Including eart | item1 | 123.223 | Nos
27 | Dismentling and refixing brass compression type gland up to 400 sq. mm. cable | item117 | 8 | Nos. | 10 |  |  | Excess(+) | 1 | Full Conversion | INR | [40 empty] | #VALUE! | #VALUE! | #VALUE! | 1.02 | Construction of chamber for 100mm sluice plates | item2 | 213 | Nos
28 | Supplying and making straight through joint with heat shrinkable kit including ferrules and other jointing materials for following size of PVC insulated and PVC sheathed / XLPE aluminium conductor cable of 1.1 KV grade as required. | item118 | [52 empty] | 2 | Construction of chamber for 100mm sluices valve | item3 | 10 | Nos
28.01 | 2 X 6, 2x10, 2x16 sq. mm | item119 | 5 | Set | 10 |  |  | Excess(+) | 1 | Full Conversion | INR | [40 empty] | #VALUE! | #VALUE! | #VALUE! | 3 | Supplying, Conveying and fixing spls. Including ea | item4 | 10 | Nos
28.02 | 3-1/2x25 sqmm | item120 | 5 | Set | 10 |  |  | Excess(+) | 1 | Full Conversion | INR | [40 empty] | #VALUE! | #VALUE! | #VALUE! | 1.01 | Supplying, Conveying and fixing spls. Including eart | item1 | 123.223 | Nos
28.03 | 3-1/2x35 sqmm | item121 | 5 | Set | 10 |  |  | Excess(+) | 1 | Full Conversion | INR | [40 empty] | #VALUE! | #VALUE! | #VALUE! | 1.02 | Construction of chamber for 100mm sluice plates | item2 | 213 | Nos
28.04 | 3-1/2x50 sqmm | item122 | 5 | Set | 10 |  |  | Excess(+) | 1 | Full Conversion | INR | [40 empty] | #VALUE! | #VALUE! | #VALUE! | 2 | Construction of chamber for 100mm sluices valve | item3 | 10 | Nos
28.05 | 3-1/2x70 sqmm | item123 | 5 | Set | 100 |  |  | Excess(+) | 1 | Full Conversion | INR | [40 empty] | #VALUE! | #VALUE! | #VALUE! | 3 | Supplying, Conveying and fixing spls. Including ea | item4 | 10 | Nos
28.06 | 3-1/2x95 sqmm | item124 | 5 | Set | 10 |  |  | Excess(+) | 1 | Full Conversion | INR | [40 empty] | #VALUE! | #VALUE! | #VALUE! | 1.01 | Supplying, Conveying and fixing spls. Including eart | item1 | 123.223 | Nos
28.07 | 3-1/2x120 sqmm | item125 | 5 | Set | 10 |  |  | Excess(+) | 1 | Full Conversion | INR | [40 empty] | #VALUE! | #VALUE! | #VALUE! | 1.02 | Construction of chamber for 100mm sluice plates | item2 | 213 | Nos
28.08 | 3-1/2x150 sqmm | item126 | 5 | Set | 100 |  |  | Excess(+) | 1 | Full Conversion | INR | [40 empty] | #VALUE! | #VALUE! | #VALUE! | 1.02 | Construction of chamber for 100mm sluice plates | item2 | 213 | Nos
28.09 | 3-1/2x185 sqmm | item127 | 5 | Set | 10 |  |  | Excess(+) | 1 | Full Conversion | INR | [40 empty] | #VALUE! | #VALUE! | #VALUE! | 2 | Construction of chamber for 100mm sluices valve | item3 | 10 | Nos
28.1 | 3-1/2x225 sqmm | item128 | 5 | Set | 10 |  |  | Excess(+) | 1 | Full Conversion | INR | [40 empty] | #VALUE! | #VALUE! | #VALUE! | 3 | Supplying, Conveying and fixing spls. Including ea | item4 | 10 | Nos
28.11 | 3-1/2x240 sqmm | item129 | 5 | Set | 10 |  |  | Excess(+) | 1 | Full Conversion | INR | [40 empty] | #VALUE! | #VALUE! | #VALUE! | 1.01 | Supplying, Conveying and fixing spls. Including eart | item1 | 123.223 | Nos
28.12 | 3-1/2x300 sqmm | item130 | 5 | Set | 10 |  |  | Excess(+) | 1 | Full Conversion | INR | [40 empty] | #VALUE! | #VALUE! | #VALUE! | 1.02 | Construction of chamber for 100mm sluice plates | item2 | 213 | Nos
28.13 | 3-1/2x400 sqmm | item131 | 5 | Set | 10 |  |  | Excess(+) | 1 | Full Conversion | INR | [40 empty] | #VALUE! | #VALUE! | #VALUE! | 2 | Construction of chamber for 100mm sluices valve | item3 | 10 | Nos
28.14 | 4x25 sqmm | item132 | 5 | Set | 10 |  |  | Excess(+) | 1 | Full Conversion | INR | [40 empty] | #VALUE! | #VALUE! | #VALUE! | 1.01 | Supplying, Conveying and fixing spls. Including eart | item1 | 123.223 | Nos
29 | Supplying and making indoor end termination with brass compression gland and aluminium lugs for following size of PVC insulated and PVC sheathed/XLPE aluminium conductor cable of 1.1kV grade as reqd. | item133 | [52 empty] | 1.02 | Construction of chamber for 100mm sluice plates | item2 | 213 | Nos
29.01 | 2 X 6 sq. mm (19mm) | item134 | 5 | Set | 10 |  |  | Excess(+) | 1 | Full Conversion | INR | [40 empty] | #VALUE! | #VALUE! | #VALUE! | 2 | Construction of chamber for 100mm sluices valve | item3 | 10 | Nos
29.02 | 2 X 10 sq. mm (19mm) | item135 | 5 | Set | 10 |  |  | Excess(+) | 1 | Full Conversion | INR | [40 empty] | #VALUE! | #VALUE! | #VALUE! | 3 | Supplying, Conveying and fixing spls. Including ea | item4 | 10 | Nos
29.03 | 2 X 16 sq. mm (22mm) | item136 | 5 | Set | 10 |  |  | Excess(+) | 1 | Full Conversion | INR | [40 empty] | #VALUE! | #VALUE! | #VALUE! | 1.01 | Supplying, Conveying and fixing spls. Including eart | item1 | 123.223 | Nos
29.04 | 3-1/2x25 sqmm | item137 | 5 | Set | 10 |  |  | Excess(+) | 1 | Full Conversion | INR | [40 empty] | #VALUE! | #VALUE! | #VALUE! | 1.02 | Construction of chamber for 100mm sluice plates | item2 | 213 | Nos
29.05 | 3-1/2x35 sqmm | item138 | 5 | Set | 10 |  |  | Excess(+) | 1 | Full Conversion | INR | [40 empty] | #VALUE! | #VALUE! | #VALUE! | 2 | Construction of chamber for 100mm sluices valve | item3 | 10 | Nos
29.06 | 3-1/2x50 sqmm(35mm) | item139 | 5 | Set | 100 |  |  | Excess(+) | 1 | Full Conversion | INR | [40 empty] | #VALUE! | #VALUE! | #VALUE! | 3 | Supplying, Conveying and fixing spls. Including ea | item4 | 10 | Nos
29.07 | 3-1/2x70 sqmm(38mm) | item140 | 5 | Set | 10 |  |  | Excess(+) | 1 | Full Conversion | INR | [40 empty] | #VALUE! | #VALUE! | #VALUE! | 1.01 | Supplying, Conveying and fixing spls. Including eart | item1 | 123.223 | Nos
29.08 | 3-1/2x95 sqmm(45mm) | item141 | 5 | Set | 10 |  |  | Excess(+) | 1 | Full Conversion | INR | [40 empty] | #VALUE! | #VALUE! | #VALUE! | 1.02 | Construction of chamber for 100mm sluice plates | item2 | 213 | Nos
29.09 | 3-1/2x120 sqmm(45mm) | item142 | 5 | Set | 100 |  |  | Excess(+) | 1 | Full Conversion | INR | [40 empty] | #VALUE! | #VALUE! | #VALUE! | 1.02 | Construction of chamber for 100mm sluice plates | item2 | 213 | Nos
29.1 | 3-1/2x150 sqmm(50mm) | item143 | 5 | Set | 10 |  |  | Excess(+) | 1 | Full Conversion | INR | [40 empty] | #VALUE! | #VALUE! | #VALUE! | 2 | Construction of chamber for 100mm sluices valve | item3 | 10 | Nos
29.11 | 3-1/2x185 sqmm(57mm) | item144 | 5 | Set | 10 |  |  | Excess(+) | 1 | Full Conversion | INR | [40 empty] | #VALUE! | #VALUE! | #VALUE! | 3 | Supplying, Conveying and fixing spls. Including ea | item4 | 10 | Nos
29.12 | 3-1/2x225 sqmm(62mm) | item145 | 5 | Set | 10 |  |  | Excess(+) | 1 | Full Conversion | INR | [40 empty] | #VALUE! | #VALUE! | #VALUE! | 1.01 | Supplying, Conveying and fixing spls. Including eart | item1 | 123.223 | Nos
29.13 | 3-1/2x240 sqmm(62mm) | item146 | 5 | Set | 10 |  |  | Excess(+) | 1 | Full Conversion | INR | [40 empty] | #VALUE! | #VALUE! | #VALUE! | 1.02 | Construction of chamber for 100mm sluice plates | item2 | 213 | Nos
29.14 | 3-1/2x300 sqmm(70mm) | item147 | 5 | Set | 10 |  |  | Excess(+) | 1 | Full Conversion | INR | [40 empty] | #VALUE! | #VALUE! | #VALUE! | 2 | Construction of chamber for 100mm sluices valve | item3 | 10 | Nos
29.15 | 3-1/2x400 sqmm(82mm) | item148 | 5 | Set | 10 |  |  | Excess(+) | 1 | Full Conversion | INR | [40 empty] | #VALUE! | #VALUE! | #VALUE! | 3 | Supplying, Conveying and fixing spls. Including ea | item4 | 10 | Nos
29.16 | 4x16/25 sqmm(28mm) | item149 | 5 | Set | 10 |  |  | Excess(+) | 1 | Full Conversion | INR | [40 empty] | #VALUE! | #VALUE! | #VALUE! | 1.01 | Supplying, Conveying and fixing spls. Including eart | item1 | 123.223 | Nos
30 | S/F, copper cable lug suitable for following size of conductor. | item150 | [52 empty] | 1.02 | Construction of chamber for 100mm sluice plates | item2 | 213 | Nos
30.1 | 6 sq.mm. | item151 | 5 | Nos. | 10 |  |  | Excess(+) | 1 | Full Conversion | INR | [40 empty] | #VALUE! | #VALUE! | #VALUE! | 2 | Construction of chamber for 100mm sluices valve | item3 | 10 | Nos
30.2 | 10 sq.mm. | item152 | 5 | Nos. | 100 |  |  | Excess(+) | 1 | Full Conversion | INR | [40 empty] | #VALUE! | #VALUE! | #VALUE! | 3 | Supplying, Conveying and fixing spls. Including ea | item4 | 10 | Nos
30.3 | 16 sq.mm. | item153 | 5 | Nos. | 10 |  |  | Excess(+) | 1 | Full Conversion | INR | [40 empty] | #VALUE! | #VALUE! | #VALUE! | 1.01 | Supplying, Conveying and fixing spls. Including eart | item1 | 123.223 | Nos
30.4 | 20 sq.mm. | item154 | 5 | Nos. | 10 |  |  | Excess(+) | 1 | Full Conversion | INR | [40 empty] | #VALUE! | #VALUE! | #VALUE! | 1.02 | Construction of chamber for 100mm sluice plates | item2 | 213 | Nos
30.5 | 25 sq.mm. | item155 | 5 | Nos. | 100 |  |  | Excess(+) | 1 | Full Conversion | INR | [40 empty] | #VALUE! | #VALUE! | #VALUE! | 1.02 | Construction of chamber for 100mm sluice plates | item2 | 213 | Nos
30.6 | 35 sq.mm. | item156 | 5 | Nos. | 10 |  |  | Excess(+) | 1 | Full Conversion | INR | [40 empty] | #VALUE! | #VALUE! | #VALUE! | 2 | Construction of chamber for 100mm sluices valve | item3 | 10 | Nos
31 | S&F, Aluminium / copper lug/reducer terminals/ inline connector terminals suitable for following size of conductor. | item157 | [52 empty] | 3 | Supplying, Conveying and fixing spls. Including ea | item4 | 10 | Nos
31.01 | 16 sq.mm. | item158 | 6 | Nos. | 10 |  |  | Excess(+) | 1 | Full Conversion | INR | [40 empty] | #VALUE! | #VALUE! | #VALUE! | 1.01 | Supplying, Conveying and fixing spls. Including eart | item1 | 123.223 | Nos
31.02 | 25 sq.mm. | item159 | 6 | Nos. | 10 |  |  | Excess(+) | 1 | Full Conversion | INR | [40 empty] | #VALUE! | #VALUE! | #VALUE! | 1.02 | Construction of chamber for 100mm sluice plates | item2 | 213 | Nos
31.03 | 35 sq.mm. | item160 | 6 | Nos. | 10 |  |  | Excess(+) | 1 | Full Conversion | INR | [40 empty] | #VALUE! | #VALUE! | #VALUE! | 2 | Construction of chamber for 100mm sluices valve | item3 | 10 | Nos
31.04 | 50 sq.mm. | item161 | 6 | Nos. | 10 |  |  | Excess(+) | 1 | Full Conversion | INR | [40 empty] | #VALUE! | #VALUE! | #VALUE! | 3 | Supplying, Conveying and fixing spls. Including ea | item4 | 10 | Nos
31.05 | 70 sq.mm. | item162 | 6 | Nos. | 10 |  |  | Excess(+) | 1 | Full Conversion | INR | [40 empty] | #VALUE! | #VALUE! | #VALUE! | 1.01 | Supplying, Conveying and fixing spls. Including eart | item1 | 123.223 | Nos
31.06 | 95 sq.mm. | item163 | 6 | Nos. | 10 |  |  | Excess(+) | 1 | Full Conversion | INR | [40 empty] | #VALUE! | #VALUE! | #VALUE! | 1.02 | Construction of chamber for 100mm sluice plates | item2 | 213 | Nos
31.07 | 120 sq.mm. | item164 | 8 | Nos. | 10 |  |  | Excess(+) | 1 | Full Conversion | INR | [40 empty] | #VALUE! | #VALUE! | #VALUE! | 2 | Construction of chamber for 100mm sluices valve | item3 | 10 | Nos
31.08 | 185 sq.mm. | item165 | 8 | Nos. | 100 |  |  | Excess(+) | 1 | Full Conversion | INR | [40 empty] | #VALUE! | #VALUE! | #VALUE! | 3 | Supplying, Conveying and fixing spls. Including ea | item4 | 10 | Nos
31.09 | 240 sq.mm. | item166 | 8 | Nos. | 10 |  |  | Excess(+) | 1 | Full Conversion | INR | [40 empty] | #VALUE! | #VALUE! | #VALUE! | 1.01 | Supplying, Conveying and fixing spls. Including eart | item1 | 123.223 | Nos
31.1 | 300 sq.mm. | item167 | 8 | Nos. | 10 |  |  | Excess(+) | 1 | Full Conversion | INR | [40 empty] | #VALUE! | #VALUE! | #VALUE! | 1.02 | Construction of chamber for 100mm sluice plates | item2 | 213 | Nos
31.11 | 400 sq.mm. | item168 | 8 | Nos. | 100 |  |  | Excess(+) | 1 | Full Conversion | INR | [40 empty] | #VALUE! | #VALUE! | #VALUE! | 1.02 | Construction of chamber for 100mm sluice plates | item2 | 213 | Nos
32 | S&L, connecting,testing and commissioning 10 pairs telephone armoured cable PVC insulated and PVC sheathed annelaed tinned copper conductor. | item169 | [52 empty] | 2 | Construction of chamber for 100mm sluices valve | item3 | 10 | Nos
32.1 | In Ground I/c excavation, sand cushioning protective covering, refilling of earth as reqd. | item170 | 23 | Mtr. | 10 |  |  | Excess(+) | 1 | Full Conversion | INR | [40 empty] | #VALUE! | #VALUE! | #VALUE! | 3 | Supplying, Conveying and fixing spls. Including ea | item4 | 10 | Nos
32.2 | In existing Pipe | item171 | 6 | Mtr. | 10 |  |  | Excess(+) | 1 | Full Conversion | INR | [40 empty] | #VALUE! | #VALUE! | #VALUE! | 1.01 | Supplying, Conveying and fixing spls. Including eart | item1 | 123.223 | Nos
32.3 | In existing open duct | item172 | 5 | Mtr. | 10 |  |  | Excess(+) | 1 | Full Conversion | INR | [40 empty] | #VALUE! | #VALUE! | #VALUE! | 1.02 | Construction of chamber for 100mm sluice plates | item2 | 213 | Nos
32.4 | Fixing on surface with MS clamp | item173 | 5 | Mtr. | 10 |  |  | Excess(+) | 1 | Full Conversion | INR | [40 empty] | #VALUE! | #VALUE! | #VALUE! | 2 | Construction of chamber for 100mm sluices valve | item3 | 10 | Nos
33 | S&L, connecting,testing and commissioning 20 pairs telephone armoured cable PVC insulated and PVC sheathed annelaed tinned copper conductor. | item174 | [52 empty] | 1.01 | Supplying, Conveying and fixing spls. Including eart | item1 | 123.223 | Nos
33.1 | In Ground I/c excavation, sand cushioning protective covering, refilling of earth as reqd. | item175 | 21 | Mtr. | 10 |  |  | Excess(+) | 1 | Full Conversion | INR | [40 empty] | #VALUE! | #VALUE! | #VALUE! | 1.02 | Construction of chamber for 100mm sluice plates | item2 | 213 | Nos
33.2 | In existing Pipe | item176 | 5 | Mtr. | 10 |  |  | Excess(+) | 1 | Full Conversion | INR | [40 empty] | #VALUE! | #VALUE! | #VALUE! | 2 | Construction of chamber for 100mm sluices valve | item3 | 10 | Nos
33.3 | In existing open duct | item177 | 5 | Mtr. | 10 |  |  | Excess(+) | 1 | Full Conversion | INR | [40 empty] | #VALUE! | #VALUE! | #VALUE! | 3 | Supplying, Conveying and fixing spls. Including ea | item4 | 10 | Nos
33.4 | Fixing on surface with MS clamp | item178 | 5 | Mtr. | 10 |  |  | Excess(+) | 1 | Full Conversion | INR | [40 empty] | #VALUE! | #VALUE! | #VALUE! | 1.01 | Supplying, Conveying and fixing spls. Including eart | item1 | 123.223 | Nos
34 | S & L, connecting, commissioning & testing 50 pairs telephone armoured cable PVC insulated and PVC sheathed annealed tinned copper conductor | item179 | [52 empty] | 1.02 | Construction of chamber for 100mm sluice plates | item2 | 213 | Nos
34.1 | In Ground I/c excavation, sand cushioning protective covering, refilling of earth as reqd. | item180 | 21 | Mtr. | 10 |  |  | Excess(+) | 1 | Full Conversion | INR | [40 empty] | #VALUE! | #VALUE! | #VALUE! | 2 | Construction of chamber for 100mm sluices valve | item3 | 10 | Nos
34.2 | In existing Pipe | item181 | 5 | Mtr. | 100 |  |  | Excess(+) | 1 | Full Conversion | INR | [40 empty] | #VALUE! | #VALUE! | #VALUE! | 3 | Supplying, Conveying and fixing spls. Including ea | item4 | 10 | Nos
34.3 | In existing open duct | item182 | 5 | Mtr. | 10 |  |  | Excess(+) | 1 | Full Conversion | INR | [40 empty] | #VALUE! | #VALUE! | #VALUE! | 1.01 | Supplying, Conveying and fixing spls. Including eart | item1 | 123.223 | Nos
34.4 | Fixing on surface with MS clamp | item183 | 5 | Mtr. | 10 |  |  | Excess(+) | 1 | Full Conversion | INR | [40 empty] | #VALUE! | #VALUE! | #VALUE! | 1.02 | Construction of chamber for 100mm sluice plates | item2 | 213 | Nos
35 | S & L, connecting, commissioning & testing 100 pairs telephone armoured cable PVC insulated and PVC sheathed annealed tinned copper conductor | item184 | [52 empty] | 1.02 | Construction of chamber for 100mm sluice plates | item2 | 213 | Nos
35.1 | In Ground I/c excavation, sand cushioning protective covering, refilling of earth as reqd. | item185 | 21 | Mtr. | 10 |  |  | Excess(+) | 1 | Full Conversion | INR | [40 empty] | #VALUE! | #VALUE! | #VALUE! | 2 | Construction of chamber for 100mm sluices valve | item3 | 10 | Nos
35.2 | In existing Pipe | item186 | 5 | Mtr. | 10 |  |  | Excess(+) | 1 | Full Conversion | INR | [40 empty] | #VALUE! | #VALUE! | #VALUE! | 3 | Supplying, Conveying and fixing spls. Including ea | item4 | 10 | Nos
35.3 | In existing open duct | item187 | 5 | Mtr. | 10 |  |  | Excess(+) | 1 | Full Conversion | INR | [40 empty] | #VALUE! | #VALUE! | #VALUE! | 1.01 | Supplying, Conveying and fixing spls. Including eart | item1 | 123.223 | Nos
35.4 | Fixing on surface with MS clamp | item188 | 5 | Mtr. | 10 |  |  | Excess(+) | 1 | Full Conversion | INR | [40 empty] | #VALUE! | #VALUE! | #VALUE! | 1.02 | Construction of chamber for 100mm sluice plates | item2 | 213 | Nos
36 | Providing and making telephone cable joints with all jointing material I/c locating fault of sizes. | item189 | [52 empty] | 2 | Construction of chamber for 100mm sluices valve | item3 | 10 | Nos
36.1 | For 10/20 pair cable (SLT-2) | item190 | 5 | Nos. | 10 |  |  | Excess(+) | 1 | Full Conversion | INR | [40 empty] | #VALUE! | #VALUE! | #VALUE! | 3 | Supplying, Conveying and fixing spls. Including ea | item4 | 10 | Nos
36.2 | For 50 pair cable (SLT-3) | item191 | 5 | Nos. | 10 |  |  | Excess(+) | 1 | Full Conversion | INR | [40 empty] | #VALUE! | #VALUE! | #VALUE! | 1.01 | Supplying, Conveying and fixing spls. Including eart | item1 | 123.223 | Nos
36.3 | For 100 pair cable (SLT-4) | item192 | 5 | Nos. | 10 |  |  | Excess(+) | 1 | Full Conversion | INR | [40 empty] | #VALUE! | #VALUE! | #VALUE! | 1.02 | Construction of chamber for 100mm sluice plates | item2 | 213 | Nos
37 | Supplying and fixing following piano type switch/socket on the existing switch box/cover including connections etc as reqd. | item193 | [52 empty] | 2 | Construction of chamber for 100mm sluices valve | item3 | 10 | Nos
37.1 | Telephone socket outlet | item194 | 5 | Nos. | 100 |  |  | Excess(+) | 1 | Full Conversion | INR | [40 empty] | #VALUE! | #VALUE! | #VALUE! | 3 | Supplying, Conveying and fixing spls. Including ea | item4 | 10 | Nos
38 | Supplying and fixing following modular switch/socket on the existing modular plate & switch box including connections but excluding modular plate etc as reqd. | item195 | [52 empty] | 1.01 | Supplying, Conveying and fixing spls. Including eart | item1 | 123.223 | Nos
38.1 | Telephone socket outlet | item196 | 5 | Nos. | 10 |  |  | Excess(+) | 1 | Full Conversion | INR | [40 empty] | #VALUE! | #VALUE! | #VALUE! | 1.02 | Construction of chamber for 100mm sluice plates | item2 | 213 | Nos
39 | Fixing of telephone DP suitable upto 400 pair on wall / floor with sutiable brick foundation on bolts and nut etc. as required. | item197 | 5 | Nos. | 100 |  |  | Excess(+) | 1 | Full Conversion | INR | [40 empty] | #VALUE! | #VALUE! | #VALUE! | 1.02 | Construction of chamber for 100mm sluice plates | item2 | 213 | Nos
40 | Fixing of RJ-45 modular box with cover plate or I/o box for internet on surface/ recessed cutting the wall making good the same as required. ( box and cover plate will be supplied by dept.) | item198 | 5 | Nos. | 10 |  |  | Excess(+) | 1 | Full Conversion | INR | [40 empty] | #VALUE! | #VALUE! | #VALUE! | 2 | Construction of chamber for 100mm sluices valve | item3 | 10 | Nos
41 | Fixing internet rack on steel fashtner including cartage from store to site as reqd complete. | item199 | 5 | Nos. | 10 |  |  | Excess(+) | 1 | Full Conversion | INR | [40 empty] | #VALUE! | #VALUE! | #VALUE! | 3 | Supplying, Conveying and fixing spls. Including ea | item4 | 10 | Nos
42 | Drawing of optical cable enhanced cat 5/cat 6/telephone/ networking /power cable in existing steel conduit pipe/GI /HDPE pipe including numbering of networking wire from room to rack as reqd. | item200 | 42 | Mtr | 10 |  |  | Excess(+) | 1 | Full Conversion | INR | [40 empty] | #VALUE! | #VALUE! | #VALUE! | 1.01 | Supplying, Conveying and fixing spls. Including eart | item1 | 123.223 | Nos
43 | Supply & laying of HDPE pipe ISI mark of size 25mm dia, 6Kg / cm² and minimum 2mm thick I/c cartage loading & unloading etc. as reqd. | item201 | [52 empty] | 1.02 | Construction of chamber for 100mm sluice plates | item2 | 213 | Nos
43.1 | In Ground I/c excavation, sand cushioning protective covering & refilling the trench with dressing of earth etc. as reqd.of earth as reqd. | item202 | 21 | Mtr | 10 |  |  | Excess(+) | 1 | Full Conversion | INR | [40 empty] | #VALUE! | #VALUE! | #VALUE! | 2 | Construction of chamber for 100mm sluices valve | item3 | 10 | Nos
43.2 | In existing pipe | item203 | 5 | Mtr. | 10 |  |  | Excess(+) | 1 | Full Conversion | INR | [40 empty] | #VALUE! | #VALUE! | #VALUE! | 3 | Supplying, Conveying and fixing spls. Including ea | item4 | 10 | Nos
43.3 | Fixing on surface with MS clamp | item204 | 5 | Mtr. | 10 |  |  | Excess(+) | 1 | Full Conversion | INR | [40 empty] | #VALUE! | #VALUE! | #VALUE! | 1.01 | Supplying, Conveying and fixing spls. Including eart | item1 | 123.223 | Nos
43.4 | In existing open duct. | item205 | 5 | Mtr. | 10 |  |  | Excess(+) | 1 | Full Conversion | INR | [40 empty] | #VALUE! | #VALUE! | #VALUE! | 1.02 | Construction of chamber for 100mm sluice plates | item2 | 213 | Nos
44 | Supply & laying of HDPE pipe ISI mark of size 32mm dia, 6Kg / cm² and minimum 2mm thick I/c cartage loading & unloading etc. as reqd. | item206 | [52 empty] | 2 | Construction of chamber for 100mm sluices valve | item3 | 10 | Nos
44.1 | In Ground I/c excavation, sand cushioning protective covering & refilling the trench with dressing of earth etc. as reqd.of earth as reqd. | item207 | 22 | Mtr | 100 |  |  | Excess(+) | 1 | Full Conversion | INR | [40 empty] | #VALUE! | #VALUE! | #VALUE! | 3 | Supplying, Conveying and fixing spls. Including ea | item4 | 10 | Nos
44.2 | In existing pipe | item208 | 5 | Mtr. | 10 |  |  | Excess(+) | 1 | Full Conversion | INR | [40 empty] | #VALUE! | #VALUE! | #VALUE! | 1.01 | Supplying, Conveying and fixing spls. Including eart | item1 | 123.223 | Nos
44.3 | Fixing on surface with MS clamp | item209 | 5 | Mtr. | 10 |  |  | Excess(+) | 1 | Full Conversion | INR | [40 empty] | #VALUE! | #VALUE! | #VALUE! | 1.02 | Construction of chamber for 100mm sluice plates | item2 | 213 | Nos
44.4 | In existing open duct. | item210 | 5 | Mtr. | 100 |  |  | Excess(+) | 1 | Full Conversion | INR | [40 empty] | #VALUE! | #VALUE! | #VALUE! | 1.02 | Construction of chamber for 100mm sluice plates | item2 | 213 | Nos
45 | Supply & laying of HDPE pipe ISI mark of size 40mm dia, 6Kg / cm² and minimum 2mm thick I/c cartage loading & unloading etc. as reqd. | item211 | [52 empty] | 2 | Construction of chamber for 100mm sluices valve | item3 | 10 | Nos
45.1 | In Ground I/c excavation, sand cushioning protective covering & refilling the trench with dressing of earth etc. as reqd.of earth as reqd. | item212 | 21 | Mtr | 10 |  |  | Excess(+) | 1 | Full Conversion | INR | [40 empty] | #VALUE! | #VALUE! | #VALUE! | 3 | Supplying, Conveying and fixing spls. Including ea | item4 | 10 | Nos
45.2 | In existing pipe | item213 | 5 | Mtr. | 10 |  |  | Excess(+) | 1 | Full Conversion | INR | [40 empty] | #VALUE! | #VALUE! | #VALUE! | 1.01 | Supplying, Conveying and fixing spls. Including eart | item1 | 123.223 | Nos
45.3 | Fixing on surface with MS clamp | item214 | 5 | Mtr. | 10 |  |  | Excess(+) | 1 | Full Conversion | INR | [40 empty] | #VALUE! | #VALUE! | #VALUE! | 1.02 | Construction of chamber for 100mm sluice plates | item2 | 213 | Nos
45.4 | In existing open duct. | item215 | 5 | Mtr. | 10 |  |  | Excess(+) | 1 | Full Conversion | INR | [40 empty] | #VALUE! | #VALUE! | #VALUE! | 2 | Construction of chamber for 100mm sluices valve | item3 | 10 | Nos
46 | S & F following size of PVC casing and capping on surface as reqd. | item216 | [52 empty] | 1.01 | Supplying, Conveying and fixing spls. Including eart | item1 | 123.223 | Nos
46.1 | 20 x 12mm | item217 | 8 | Mtr. | 10 |  |  | Excess(+) | 1 | Full Conversion | INR | [40 empty] | #VALUE! | #VALUE! | #VALUE! | 1.02 | Construction of chamber for 100mm sluice plates | item2 | 213 | Nos
46.2 | 25 x 16mm | item218 | 8 | Mtr. | 10 |  |  | Excess(+) | 1 | Full Conversion | INR | [40 empty] | #VALUE! | #VALUE! | #VALUE! | 2 | Construction of chamber for 100mm sluices valve | item3 | 10 | Nos
46.3 | 32 X 16 mm | item219 | 5 | Mtr. | 10 |  |  | Excess(+) | 1 | Full Conversion | INR | [40 empty] | #VALUE! | #VALUE! | #VALUE! | 3 | Supplying, Conveying and fixing spls. Including ea | item4 | 10 | Nos
46.4 | 38 X 16 mm | item220 | 5 | Mtr. | 10 |  |  | Excess(+) | 1 | Full Conversion | INR | [40 empty] | #VALUE! | #VALUE! | #VALUE! | 1.01 | Supplying, Conveying and fixing spls. Including eart | item1 | 123.223 | Nos
47 | Supplying and fixing of GI pipe of following mm dia (nominal), 3 mtrs. length along the pole for protection of under ground cable as required. | item221 | [52 empty] | 1.02 | Construction of chamber for 100mm sluice plates | item2 | 213 | Nos
47.1 | 50mm dia | item222 | 5 | Nos. | 10 |  |  | Excess(+) | 1 | Full Conversion | INR | [40 empty] | #VALUE! | #VALUE! | #VALUE! | 2 | Construction of chamber for 100mm sluices valve | item3 | 10 | Nos
47.2 | 80mm dia | item223 | 5 | Nos. | 100 |  |  | Excess(+) | 1 | Full Conversion | INR | [40 empty] | #VALUE! | #VALUE! | #VALUE! | 3 | Supplying, Conveying and fixing spls. Including ea | item4 | 10 | Nos
48 | Providing, laying and fixing following dia G.I. pipe (medium class) in ground complete with G.I. fittings including trenching (75 cm deep) and re-filling etc as required | item224 | [52 empty] | 1.01 | Supplying, Conveying and fixing spls. Including eart | item1 | 123.223 | Nos
48.1 | 50mm dia | item225 | 5 | Mtr. | 10 |  |  | Excess(+) | 1 | Full Conversion | INR | [40 empty] | #VALUE! | #VALUE! | #VALUE! | 1.02 | Construction of chamber for 100mm sluice plates | item2 | 213 | Nos
48.2 | 80mm dia | item226 | 5 | Mtr. | 100 |  |  | Excess(+) | 1 | Full Conversion | INR | [40 empty] | #VALUE! | #VALUE! | #VALUE! | 1.02 | Construction of chamber for 100mm sluice plates | item2 | 213 | Nos
48.3 | 100mm dia | item227 | 5 | Mtr. | 10 |  |  | Excess(+) | 1 | Full Conversion | INR | [40 empty] | #VALUE! | #VALUE! | #VALUE! | 2 | Construction of chamber for 100mm sluices valve | item3 | 10 | Nos
48.4 | 150mm dia | item228 | 5 | Mtr. | 10 |  |  | Excess(+) | 1 | Full Conversion | INR | [40 empty] | #VALUE! | #VALUE! | #VALUE! | 3 | Supplying, Conveying and fixing spls. Including ea | item4 | 10 | Nos
49 | S & F, connecting and commissioning 4 pole on load in sheet steel enclosure changeover switch of following capacity etc. as reqd. | item229 | [52 empty] | 1.01 | Supplying, Conveying and fixing spls. Including eart | item1 | 123.223 | Nos
49.1 | 100A | item230 | 5 | Nos. | 10 |  |  | Excess(+) | 1 | Full Conversion | INR | [40 empty] | #VALUE! | #VALUE! | #VALUE! | 1.02 | Construction of chamber for 100mm sluice plates | item2 | 213 | Nos
49.2 | 200A | item231 | 5 | Nos. | 10 |  |  | Excess(+) | 1 | Full Conversion | INR | [40 empty] | #VALUE! | #VALUE! | #VALUE! | 2 | Construction of chamber for 100mm sluices valve | item3 | 10 | Nos
49.3 | 400A | item232 | 5 | Nos. | 10 |  |  | Excess(+) | 1 | Full Conversion | INR | [40 empty] | #VALUE! | #VALUE! | #VALUE! | 3 | Supplying, Conveying and fixing spls. Including ea | item4 | 10 | Nos
49.4 | 630A | item233 | 5 | Nos. | 10 |  |  | Excess(+) | 1 | Full Conversion | INR | [40 empty] | #VALUE! | #VALUE! | #VALUE! | 1.01 | Supplying, Conveying and fixing spls. Including eart | item1 | 123.223 | Nos
50 | Supplying, fixing, testing and commissioning of following KVAR Capacitors (Heavy Duty) including dismentling of existing defective and damaged contactor etc as required complete. | item234 | [52 empty] | 1.02 | Construction of chamber for 100mm sluice plates | item2 | 213 | Nos
50.1 | 15 KVAR havy duty Ca. no. LV Capacitor CYL HD F5 V440 ABB make or it's equivallent approved make | item235 | 5 | Nos. | 10 |  |  | Excess(+) | 1 | Full Conversion | INR | [40 empty] | #VALUE! | #VALUE! | #VALUE! | 2 | Construction of chamber for 100mm sluices valve | item3 | 10 | Nos
50.2 | 20 KVAR havy duty Ca. no. LV Capacitor CYL HD F5 V440 ABB make or it's equivallent approved make | item236 | 5 | Nos. | 100 |  |  | Excess(+) | 1 | Full Conversion | INR | [40 empty] | #VALUE! | #VALUE! | #VALUE! | 3 | Supplying, Conveying and fixing spls. Including ea | item4 | 10 | Nos
50.3 | 25 KVAR havy duty Ca. no. LV Capacitor CYL HD F5 V440 ABB make or it's equivallent approved make | item237 | 5 | Nos. | 10 |  |  | Excess(+) | 1 | Full Conversion | INR | [40 empty] | #VALUE! | #VALUE! | #VALUE! | 1.01 | Supplying, Conveying and fixing spls. Including eart | item1 | 123.223 | Nos
51 | S & F of following rating & poles 240 volts 'C' curve 10 kA MCB in the existing MCB DB complete with connection, testing & commissioning etc as reqd. | item238 | [52 empty] | 1.02 | Construction of chamber for 100mm sluice plates | item2 | 213 | Nos
51.1 | Single Pole (5A to 32A) | item239 | 5 | Nos. | 100 |  |  | Excess(+) | 1 | Full Conversion | INR | [40 empty] | #VALUE! | #VALUE! | #VALUE! | 1.02 | Construction of chamber for 100mm sluice plates | item2 | 213 | Nos
51.2 | Double Pole (5A to 32A) | item240 | 5 | Nos. | 10 |  |  | Excess(+) | 1 | Full Conversion | INR | [40 empty] | #VALUE! | #VALUE! | #VALUE! | 2 | Construction of chamber for 100mm sluices valve | item3 | 10 | Nos
51.3 | Triple Pole(5A to 32A) | item241 | 5 | Nos. | 10 |  |  | Excess(+) | 1 | Full Conversion | INR | [40 empty] | #VALUE! | #VALUE! | #VALUE! | 3 | Supplying, Conveying and fixing spls. Including ea | item4 | 10 | Nos
51.4 | Four pole (5A to 32A) | item242 | 5 | Nos. | 10 |  |  | Excess(+) | 1 | Full Conversion | INR | [40 empty] | #VALUE! | #VALUE! | #VALUE! | 1.01 | Supplying, Conveying and fixing spls. Including eart | item1 | 123.223 | Nos
51.5 | Single Pole (40A to 63A) | item243 | 5 | Nos. | 10 |  |  | Excess(+) | 1 | Full Conversion | INR | [40 empty] | #VALUE! | #VALUE! | #VALUE! | 1.02 | Construction of chamber for 100mm sluice plates | item2 | 213 | Nos
51.6 | Double Pole (40A to 63A) | item244 | 5 | Nos. | 10 |  |  | Excess(+) | 1 | Full Conversion | INR | [40 empty] | #VALUE! | #VALUE! | #VALUE! | 2 | Construction of chamber for 100mm sluices valve | item3 | 10 | Nos
51.7 | Triple Pole (40A to 63A) | item245 | 5 | Nos. | 10 |  |  | Excess(+) | 1 | Full Conversion | INR | [40 empty] | #VALUE! | #VALUE! | #VALUE! | 3 | Supplying, Conveying and fixing spls. Including ea | item4 | 10 | Nos
51.8 | Four pole (40A to 63A) | item246 | 5 | Nos. | 10 |  |  | Excess(+) | 1 | Full Conversion | INR | [40 empty] | #VALUE! | #VALUE! | #VALUE! | 1.01 | Supplying, Conveying and fixing spls. Including eart | item1 | 123.223 | Nos
52 | Providing and fixing following rating and breaking capacity and pole MCCB with adjustable thermomagnetic release and terminal spreaders in existing cubicle panel board including drilling holes in cubicle panel, making connections, etc. as required. | item247 | [52 empty] | 1.02 | Construction of chamber for 100mm sluice plates | item2 | 213 | Nos
52.1 | 100 A 30kA FP | item248 | 5 | Nos. | 10 |  |  | Excess(+) | 1 | Full Conversion | INR | [40 empty] | #VALUE! | #VALUE! | #VALUE! | 2 | Construction of chamber for 100mm sluices valve | item3 | 10 | Nos
52.2 | 250 A 36kA FP | item249 | 5 | Nos. | 100 |  |  | Excess(+) | 1 | Full Conversion | INR | [40 empty] | #VALUE! | #VALUE! | #VALUE! | 3 | Supplying, Conveying and fixing spls. Including ea | item4 | 10 | Nos
52.3 | 400 A 50kA FP | item250 | 5 | Nos. | 10 |  |  | Excess(+) | 1 | Full Conversion | INR | [40 empty] | #VALUE! | #VALUE! | #VALUE! | 1.01 | Supplying, Conveying and fixing spls. Including eart | item1 | 123.223 | Nos
53 | Providing and fixing following rating and breaking capacity and pole MCCB with microprocessor base release with overload, short circiut, instantaneous short circuit protection and terminal spreaders in existing cubicle panel board including drilling holes in cubicle panel, making connections, etc. as required. | item251 | [52 empty] | 1.02 | Construction of chamber for 100mm sluice plates | item2 | 213 | Nos
53.1 | 100 A 36kA (DN2-250D) | item252 | 5 | Each | 100 |  |  | Excess(+) | 1 | Full Conversion | INR | [40 empty] | #VALUE! | #VALUE! | #VALUE! | 1.02 | Construction of chamber for 100mm sluice plates | item2 | 213 | Nos
53.2 | 160 A 50kA (DN2-250N) | item253 | 5 | Nos. | 10 |  |  | Excess(+) | 1 | Full Conversion | INR | [40 empty] | #VALUE! | #VALUE! | #VALUE! | 2 | Construction of chamber for 100mm sluices valve | item3 | 10 | Nos
53.3 | 250 A 70kA (DN2-250S) | item254 | 5 | Each | 10 |  |  | Excess(+) | 1 | Full Conversion | INR | [40 empty] | #VALUE! | #VALUE! | #VALUE! | 3 | Supplying, Conveying and fixing spls. Including ea | item4 | 10 | Nos
53.4 | 400 A 70kA (DN3-400S) | item255 | 5 | Each | 10 |  |  | Excess(+) | 1 | Full Conversion | INR | [40 empty] | #VALUE! | #VALUE! | #VALUE! | 1.01 | Supplying, Conveying and fixing spls. Including eart | item1 | 123.223 | Nos
54 | Supplying and fixing of transmitted type rotory handle for following rating MCCB including dismentaling existing defective one as required complete. | item256 | [52 empty] | 1.02 | Construction of chamber for 100mm sluice plates | item2 | 213 | Nos
54.1 | 100-250 Amp. | item257 | 5 | Nos. | 10 |  |  | Excess(+) | 1 | Full Conversion | INR | [40 empty] | #VALUE! | #VALUE! | #VALUE! | 2 | Construction of chamber for 100mm sluices valve | item3 | 10 | Nos
54.2 | 400-630 Amp. | item258 | 5 | Nos. | 10 |  |  | Excess(+) | 1 | Full Conversion | INR | [40 empty] | #VALUE! | #VALUE! | #VALUE! | 1.01 | Supplying, Conveying and fixing spls. Including eart | item1 | 123.223 | Nos
55 | S & F metal enclosure suitable for FP/DP MCB/DP ELCB on surface or recessed etc as reqd. | item259 | 5 | Nos. | 10 |  |  | Excess(+) | 1 | Full Conversion | INR | [40 empty] | #VALUE! | #VALUE! | #VALUE! | 1.02 | Construction of chamber for 100mm sluice plates | item2 | 213 | Nos
56 | Supplying and fixing of following ways surface/ recess mounting, vertical type, 415 V, TPN MCB distribution board of sheet steel, dust protected, duly powder painted, inclusive of 200 A, tinned copper bus bar, common neutral link, earth bar, din bar for mounting MCBs (but without MCBs and incomer) as required. (Note : Vertical type MCB TPDB is normally used where 3 phase outlets are required.) | item260 | [52 empty] | 2 | Construction of chamber for 100mm sluices valve | item3 | 10 | Nos
56.1 | 8 Way (4+24), double door | item261 | 5 | No's | 10 |  |  | Excess(+) | 1 | Full Conversion | INR | [40 empty] | #VALUE! | #VALUE! | #VALUE! | 3 | Supplying, Conveying and fixing spls. Including ea | item4 | 10 | Nos
56.2 | 12 Way (4+36), double door | item262 | 5 | No's | 10 |  |  | Excess(+) | 1 | Full Conversion | INR | [40 empty] | #VALUE! | #VALUE! | #VALUE! | 1.01 | Supplying, Conveying and fixing spls. Including eart | item1 | 123.223 | Nos
57 | Earthing with GI earth electrode 50mm dia x 3 mtr length including earth enhancing compound (Jam Fill quality product) and PIT cover for earthing pit etc as reqd. (193GI JMV) w.e.f 12.12.12 | item263 | 5 | Nos. | 10 |  |  | Excess(+) | 1 | Full Conversion | INR | [40 empty] | #VALUE! | #VALUE! | #VALUE! | 1.02 | Construction of chamber for 100mm sluice plates | item2 | 213 | Nos
58 | Earthing with Copper bonded earth electrode 50mm dia x 3 mtr length including earth enhancing compound (Jam Fill quality product) and PIT cover for earthing pit etc as reqd. (503 cbe JMV) w.e.f 12.12.12 | item264 | 5 | Nos. | 10 |  |  | Excess(+) | 1 | Full Conversion | INR | [40 empty] | #VALUE! | #VALUE! | #VALUE! | 2 | Construction of chamber for 100mm sluices valve | item3 | 10 | Nos
59 | Earthing with G.I. earth pipe 4.5 metre long, 40 mm dia including accessories, and providing masonry enclosure with cover plate having locking arrangement and watering pipe etc. with charcoal/ coke and salt as required. | item265 | 5 | Nos. | 100 |  |  | Excess(+) | 1 | Full Conversion | INR | [40 empty] | #VALUE! | #VALUE! | #VALUE! | 3 | Supplying, Conveying and fixing spls. Including ea | item4 | 10 | Nos
60 | Earthing with G.I. earth plate 600 mm X 600 mm X 6 mm thick including accessories, and providing masonry enclosure with cover plate having locking arrangement and watering pipe of 2.7 metre long etc. with charcoal/ coke and salt as required. | item266 | 5 | Nos. | 10 |  |  | Excess(+) | 1 | Full Conversion | INR | [40 empty] | #VALUE! | #VALUE! | #VALUE! | 1.01 | Supplying, Conveying and fixing spls. Including eart | item1 | 123.223 | Nos
61 | Earthing with copper earth plate 600 mm X 600 mm X 3 mm thick including accessories, and providing masonry enclosure with cover plate having locking arrangement and watering pipe of 2.7 metre long etc. with charcoal/ coke and salt as required. | item267 | 5 | Nos. | 10 |  |  | Excess(+) | 1 | Full Conversion | INR | [40 empty] | #VALUE! | #VALUE! | #VALUE! | 1.02 | Construction of chamber for 100mm sluice plates | item2 | 213 | Nos
62 | Supplying and laying 25 mm X 5 mm copper strip at 0.50 metre below ground as strip earth electrode, including connection/ terminating with nut, bolt, spring, washer etc. as required. (Jointing shall be done by overlapping and with 2 sets of brass nut bolt & spring washer spaced at 50mm) | item268 | 5 | Mtr | 100 |  |  | Excess(+) | 1 | Full Conversion | INR | [40 empty] | #VALUE! | #VALUE! | #VALUE! | 1.02 | Construction of chamber for 100mm sluice plates | item2 | 213 | Nos
63 | Providing and fixing 25 mm X 5 mm copper strip on surface or in recess for connections etc. as required. | item269 | 5 | Mtr. | 10 |  |  | Excess(+) | 1 | Full Conversion | INR | [40 empty] | #VALUE! | #VALUE! | #VALUE! | 2 | Construction of chamber for 100mm sluices valve | item3 | 10 | Nos
64 | Providing and fixing 25 mm X 5 mm G.I. strip on surface or in recess for connections etc. as required | item270 | 5 | Mtr. | 10 |  |  | Excess(+) | 1 | Full Conversion | INR | [40 empty] | #VALUE! | #VALUE! | #VALUE! | 3 | Supplying, Conveying and fixing spls. Including ea | item4 | 10 | Nos
65 | Providing and fixing 6 SWG dia. GI wire on surface or in recess for loop earthing alongwith the existing surface / recessed conduit / submain wiring / cable as required. | item271 | 8 | Mtr. | 10 |  |  | Excess(+) | 1 | Full Conversion | INR | [40 empty] | #VALUE! | #VALUE! | #VALUE! | 1.01 | Supplying, Conveying and fixing spls. Including eart | item1 | 123.223 | Nos
66 | Providing and fixing 25 mm X 5 mm copper strip in 40 mm dia G.I. pipe from earth electrode including connection with brass nut, bolt, spring, washer excavation and re-filling etc. as required. | item272 | 5 | Mtr. | 10 |  |  | Excess(+) | 1 | Full Conversion | INR | [40 empty] | #VALUE! | #VALUE! | #VALUE! | 1.02 | Construction of chamber for 100mm sluice plates | item2 | 213 | Nos
67 | Providing and fixing 25 mm X 5 mm G.I. strip in 40 mm dia G.I. pipe from earth electrode including connection with G.I. nut, bolt, spring, washer excavation and re-filling etc. as required. | item273 | 5 | Mtr. | 10 |  |  | Excess(+) | 1 | Full Conversion | INR | [40 empty] | #VALUE! | #VALUE! | #VALUE! | 2 | Construction of chamber for 100mm sluices valve | item3 | 10 | Nos
68 | Supplying, fixing, testing and commissioning of four pole following contactor including dismentling of existing defective and damaged contactor etc as required complete make L&T and its equivelant. | item274 | [52 empty] | 3 | Supplying, Conveying and fixing spls. Including ea | item4 | 10 | Nos
68.1 | MCX 43, 400A | item275 | 5 | Nos. | 10 |  |  | Excess(+) | 1 | Full Conversion | INR | [40 empty] | #VALUE! | #VALUE! | #VALUE! | 1.01 | Supplying, Conveying and fixing spls. Including eart | item1 | 123.223 | Nos
68.2 | MCX 44, 500A | item276 | 5 | Nos. | 10 |  |  | Excess(+) | 1 | Full Conversion | INR | [40 empty] | #VALUE! | #VALUE! | #VALUE! | 1.02 | Construction of chamber for 100mm sluice plates | item2 | 213 | Nos
68.3 | MCX 45, 600A | item277 | 5 | Nos. | 10 |  |  | Excess(+) | 1 | Full Conversion | INR | [40 empty] | #VALUE! | #VALUE! | #VALUE! | 2 | Construction of chamber for 100mm sluices valve | item3 | 10 | Nos
68.4 | MCX 46, 700A | item278 | 5 | Nos. | 100 |  |  | Excess(+) | 1 | Full Conversion | INR | [40 empty] | #VALUE! | #VALUE! | #VALUE! | 3 | Supplying, Conveying and fixing spls. Including ea | item4 | 10 | Nos
68.5 | MCX 47, 800A | item279 | 5 | Nos. | 10 |  |  | Excess(+) | 1 | Full Conversion | INR | [40 empty] | #VALUE! | #VALUE! | #VALUE! | 1.01 | Supplying, Conveying and fixing spls. Including eart | item1 | 123.223 | Nos
69 | Supplying, fixing, testing and commissioning of following contactor including dismentling of existing defective and damaged contactor etc as required complete make L & T and its equivelant. | item280 | [52 empty] | 1.02 | Construction of chamber for 100mm sluice plates | item2 | 213 | Nos
69.1 | MNX 225 | item281 | 5 | Nos. | 100 |  |  | Excess(+) | 1 | Full Conversion | INR | [40 empty] | #VALUE! | #VALUE! | #VALUE! | 1.02 | Construction of chamber for 100mm sluice plates | item2 | 213 | Nos
69.2 | MNX 185 | item282 | 5 | Nos. | 10 |  |  | Excess(+) | 1 | Full Conversion | INR | [40 empty] | #VALUE! | #VALUE! | #VALUE! | 2 | Construction of chamber for 100mm sluices valve | item3 | 10 | Nos
69.3 | MNX 95 | item283 | 5 | Nos. | 10 |  |  | Excess(+) | 1 | Full Conversion | INR | [40 empty] | #VALUE! | #VALUE! | #VALUE! | 3 | Supplying, Conveying and fixing spls. Including ea | item4 | 10 | Nos
69.4 | MNX 70 | item284 | 5 | Nos. | 10 |  |  | Excess(+) | 1 | Full Conversion | INR | [40 empty] | #VALUE! | #VALUE! | #VALUE! | 1.01 | Supplying, Conveying and fixing spls. Including eart | item1 | 123.223 | Nos
70 | Supplying, fixing, testing and commissioning of following rating , HRC fuses 415/500V in existing main switch/ panel including dismentaling existing defective one complete as reqd | item285 | [52 empty] | 1.02 | Construction of chamber for 100mm sluice plates | item2 | 213 | Nos
70.01 | Cylindrical type HF 2 to 32 Amp. | item286 | 5 | Nos. | 10 |  |  | Excess(+) | 1 | Full Conversion | INR | [40 empty] | #VALUE! | #VALUE! | #VALUE! | 2 | Construction of chamber for 100mm sluices valve | item3 | 10 | Nos
70.02 | DIN type 63 to 125 Amp. | item287 | 5 | Nos. | 10 |  |  | Excess(+) | 1 | Full Conversion | INR | [40 empty] | #VALUE! | #VALUE! | #VALUE! | 3 | Supplying, Conveying and fixing spls. Including ea | item4 | 10 | Nos
70.03 | DIN type 200 Amp. | item288 | 5 | Nos. | 10 |  |  | Excess(+) | 1 | Full Conversion | INR | [40 empty] | #VALUE! | #VALUE! | #VALUE! | 1.01 | Supplying, Conveying and fixing spls. Including eart | item1 | 123.223 | Nos
70.04 | DIN type 315 Amp. | item289 | 5 | Nos. | 10 |  |  | Excess(+) | 1 | Full Conversion | INR | [40 empty] | #VALUE! | #VALUE! | #VALUE! | 1.02 | Construction of chamber for 100mm sluice plates | item2 | 213 | Nos
70.05 | DIN type 400 Amp. | item290 | 5 | Nos. | 10 |  |  | Excess(+) | 1 | Full Conversion | INR | [40 empty] | #VALUE! | #VALUE! | #VALUE! | 2 | Construction of chamber for 100mm sluices valve | item3 | 10 | Nos
70.06 | Bolted fuse HG / HQ 2-32 Amp. | item291 | 5 | Nos. | 10 |  |  | Excess(+) | 1 | Full Conversion | INR | [40 empty] | #VALUE! | #VALUE! | #VALUE! | 3 | Supplying, Conveying and fixing spls. Including ea | item4 | 10 | Nos
70.07 | Bolted fuse HG / HQ 100 Amp. | item292 | 5 | Nos. | 10 |  |  | Excess(+) | 1 | Full Conversion | INR | [40 empty] | #VALUE! | #VALUE! | #VALUE! | 1.01 | Supplying, Conveying and fixing spls. Including eart | item1 | 123.223 | Nos
70.08 | Bolted fuse HG / HQ 125/160 Amp. | item293 | 5 | Nos. | 10 |  |  | Excess(+) | 1 | Full Conversion | INR | [40 empty] | #VALUE! | #VALUE! | #VALUE! | 1.02 | Construction of chamber for 100mm sluice plates | item2 | 213 | Nos
70.09 | Bolted fuse HG / HQ 315 Amp. | item294 | 5 | Nos. | 100 |  |  | Excess(+) | 1 | Full Conversion | INR | [40 empty] | #VALUE! | #VALUE! | #VALUE! | 1.02 | Construction of chamber for 100mm sluice plates | item2 | 213 | Nos
70.1 | Bolted fuse HG / HQ 400 Amp. | item295 | 5 | Nos. | 10 |  |  | Excess(+) | 1 | Full Conversion | INR | [40 empty] | #VALUE! | #VALUE! | #VALUE! | 2 | Construction of chamber for 100mm sluices valve | item3 | 10 | Nos
71 | Fixing MS 250 x 300 x 100 mm /DB / pole fuse box and painting with enamel paint if required as required complete . | item296 | 5 | Nos. | 10 |  |  | Excess(+) | 1 | Full Conversion | INR | [40 empty] | #VALUE! | #VALUE! | #VALUE! | 3 | Supplying, Conveying and fixing spls. Including ea | item4 | 10 | Nos
72 | Supplying, fixing, testing and commissioning of digital CT operated three phase Ampere Metrer including dismentling of existing defective and damaged meter etc as required complete. | item297 | 5 | Nos. | 10 |  |  | Excess(+) | 1 | Full Conversion | INR | [40 empty] | #VALUE! | #VALUE! | #VALUE! | 1.01 | Supplying, Conveying and fixing spls. Including eart | item1 | 123.223 | Nos
73 | Supplying, fixing, testing and commissioning of 11/33 kV,110 V PT operated 3P digital Volt Meter including dismentling of existing defective and damaged meter etc as required complete. | item298 | 5 | Nos. | 10 |  |  | Excess(+) | 1 | Full Conversion | INR | [40 empty] | #VALUE! | #VALUE! | #VALUE! | 1.02 | Construction of chamber for 100mm sluice plates | item2 | 213 | Nos
74 | Supplying, fixing, testing and commissioning of following scale ----/5 A CT operated Single phase Ampere Metrer including dismentling of existing defective and damaged meter etc as required complete. | item299 | 5 | Nos. | 10 |  |  | Excess(+) | 1 | Full Conversion | INR | [40 empty] | #VALUE! | #VALUE! | #VALUE! | 2 | Construction of chamber for 100mm sluices valve | item3 | 10 | Nos
75 | Supplying, fixing, testing and commissioning of following scale ----/110 V PT operated Single phase Volt Metrer including dismentling of existing defective and damaged meter etc as required complete. | item300 | 5 | Nos. | 10 |  |  | Excess(+) | 1 | Full Conversion | INR | [40 empty] | #VALUE! | #VALUE! | #VALUE! | 1.01 | Supplying, Conveying and fixing spls. Including eart | item1 | 123.223 | Nos
76 | Supplying, fixing, testing and commissioning of Multifuction meter for load manager, power & energy , dual source ,including dismentling of existing defective and damaged MFM meter etc as required complete. | item301 | 5 | Nos. | 10 |  |  | Excess(+) | 1 | Full Conversion | INR | [40 empty] | #VALUE! | #VALUE! | #VALUE! | 1.02 | Construction of chamber for 100mm sluice plates | item2 | 213 | Nos
77 | Supplyng and fixing of 16 A volt.meter selector switch including dismentling of existing defective one as required complete. | item302 | 5 | Nos. | 10 |  |  | Excess(+) | 1 | Full Conversion | INR | [40 empty] | #VALUE! | #VALUE! | #VALUE! | 2 | Construction of chamber for 100mm sluices valve | item3 | 10 | Nos
78 | Supplyng and fixing of 16 Amp.meter selector switch including dismentling of existing defective one as required complete. | item303 | 5 | Nos. | 10 |  |  | Excess(+) | 1 | Full Conversion | INR | [40 empty] | #VALUE! | #VALUE! | #VALUE! | 3 | Supplying, Conveying and fixing spls. Including ea | item4 | 10 | Nos
79 | Supplying and fixing Connecting and commissioning of fully automatic starter of following capacity electric motors, 415 V, 50 Hz, 3 phase, in sheet steel enclosure C&S make for Submersible pump as required complete make C & S and its equivelant. | item304 | [52 empty] | 1.01 | Supplying, Conveying and fixing spls. Including eart | item1 | 123.223 | Nos
79.1 | 10/12HP DOL | item305 | 5 | Nos | 10 |  |  | Excess(+) | 1 | Full Conversion | INR | [40 empty] | #VALUE! | #VALUE! | #VALUE! | 1.02 | Construction of chamber for 100mm sluice plates | item2 | 213 | Nos
79.2 | 12/15HP Star delta | item306 | 5 | Nos | 10 |  |  | Excess(+) | 1 | Full Conversion | INR | [40 empty] | #VALUE! | #VALUE! | #VALUE! | 2 | Construction of chamber for 100mm sluices valve | item3 | 10 | Nos
79.3 | 25HP Star delta | item307 | 5 | Nos | 10 |  |  | Excess(+) | 1 | Full Conversion | INR | [40 empty] | #VALUE! | #VALUE! | #VALUE! | 3 | Supplying, Conveying and fixing spls. Including ea | item4 | 10 | Nos
80 | Rewinding of following fans of following sizes i/c dismantling of rotor cutting the damaged winding and providing rewinding along with insulation paper, varnish, connecting copper leads of suitable quality including dismentling and refixing from normal/abnormal height and refixing as required. (Old burnt wire shall be reatin by the contractor.) | item308 | [52 empty] | 1.01 | Supplying, Conveying and fixing spls. Including eart | item1 | 123.223 | Nos
80.1 | New model 48" | item309 | 5 | Nos. | 10 |  |  | Excess(+) | 1 | Full Conversion | INR | [40 empty] | #VALUE! | #VALUE! | #VALUE! | 1.02 | Construction of chamber for 100mm sluice plates | item2 | 213 | Nos
80.2 | Old model 48"/new mode 56" | item310 | 5 | Nos. | 100 |  |  | Excess(+) | 1 | Full Conversion | INR | [40 empty] | #VALUE! | #VALUE! | #VALUE! | 1.02 | Construction of chamber for 100mm sluice plates | item2 | 213 | Nos
81 | Rewinding of exhaust fans of following sizes i/c dismantling cutting the damaged winding and providing rewinding along with insulation paper, varnish, connecting copper leads of suitable quality including dismantling and refixing from normal/abnorml height and refixing as required.( old burnt wire shall be retain by the contactor.) | item311 | [52 empty] | 2 | Construction of chamber for 100mm sluices valve | item3 | 10 | Nos
81.1 | exhaust fan 12" | item312 | 5 | Nos. | 10 |  |  | Excess(+) | 1 | Full Conversion | INR | [40 empty] | #VALUE! | #VALUE! | #VALUE! | 3 | Supplying, Conveying and fixing spls. Including ea | item4 | 10 | Nos
81.2 | exhaust fan 15" | item313 | 5 | Nos. | 10 |  |  | Excess(+) | 1 | Full Conversion | INR | [40 empty] | #VALUE! | #VALUE! | #VALUE! | 1.01 | Supplying, Conveying and fixing spls. Including eart | item1 | 123.223 | Nos
81.3 | exhaust fan 18" | item314 | 5 | Nos. | 10 |  |  | Excess(+) | 1 | Full Conversion | INR | [40 empty] | #VALUE! | #VALUE! | #VALUE! | 1.02 | Construction of chamber for 100mm sluice plates | item2 | 213 | Nos
82 | Overhauling of ceiling fan of any size including bearings, checking, cleaning the all parts and supplying & replacement of rubber real, rubber rings, nut bolts, hanger clamps, bearing plates, cotter/ split pin, varnishing if reqd etc, reassembling testing and commissioning of fan as reqdired complete. | item315 | 21 | Nos. | 10 |  |  | Excess(+) | 1 | Full Conversion | INR | [40 empty] | #VALUE! | #VALUE! | #VALUE! | 2 | Construction of chamber for 100mm sluices valve | item3 | 10 | Nos
83 | Overhauling of exhaust fan of any size including dismantling of all parts and cleaning the fan with kerosene oil / petrol removing ball bearing/ bush and refixing after greasing/ oiling including testing and commissioning as required complete. (spares will be supplied by the Dept.) | item316 | 8 | Nos. | 10 |  |  | Excess(+) | 1 | Full Conversion | INR | [40 empty] | #VALUE! | #VALUE! | #VALUE! | 3 | Supplying, Conveying and fixing spls. Including ea | item4 | 10 | Nos
84 | Supplying and fixing 2.5 mfd capacitor suitable for ceiling fan. | item317 | 21 | Nos. | 10 |  |  | Excess(+) | 1 | Full Conversion | INR | [40 empty] | #VALUE! | #VALUE! | #VALUE! | 1.01 | Supplying, Conveying and fixing spls. Including eart | item1 | 123.223 | Nos
85 | Supplying and fixing 4 mfd capacitor suitable for exhaust fan. | item318 | 6 | Nos. | 10 |  |  | Excess(+) | 1 | Full Conversion | INR | [40 empty] | #VALUE! | #VALUE! | #VALUE! | 1.02 | Construction of chamber for 100mm sluice plates | item2 | 213 | Nos
86 | Painting of ceiling fan any size with one or more coats with supper enamel paint of approved brand i/c cleaning and making smooth surface with emery paper and detergent etc. as required. | item319 | 5 | Nos. | 10 |  |  | Excess(+) | 1 | Full Conversion | INR | [40 empty] | #VALUE! | #VALUE! | #VALUE! | 2 | Construction of chamber for 100mm sluices valve | item3 | 10 | Nos
87 | Repairing of housing of bearing side /bush side /in fan body in ceiling fan /exhaust fan/ rally fan etc. | item320 | 5 | Nos. | 100 |  |  | Excess(+) | 1 | Full Conversion | INR | [40 empty] | #VALUE! | #VALUE! | #VALUE! | 3 | Supplying, Conveying and fixing spls. Including ea | item4 | 10 | Nos
88 | Dismantling & refixing of any size following fan from normal height. | item321 | [52 empty] | 1.01 | Supplying, Conveying and fixing spls. Including eart | item1 | 123.223 | Nos
88.1 | ceiling fan | item322 | 5 | Nos. | 10 |  |  | Excess(+) | 1 | Full Conversion | INR | [40 empty] | #VALUE! | #VALUE! | #VALUE! | 1.02 | Construction of chamber for 100mm sluice plates | item2 | 213 | Nos
88.2 | Exhaust fan | item323 | 8 | Nos. | 100 |  |  | Excess(+) | 1 | Full Conversion | INR | [40 empty] | #VALUE! | #VALUE! | #VALUE! | 1.02 | Construction of chamber for 100mm sluice plates | item2 | 213 | Nos
89 | Cartage of Ceiling fans and regulator / exhaust fan From store to site as reqd. | item324 | 8 | Nos. | 10 |  |  | Excess(+) | 1 | Full Conversion | INR | [40 empty] | #VALUE! | #VALUE! | #VALUE! | 2 | Construction of chamber for 100mm sluices valve | item3 | 10 | Nos
90 | Cleaning of ceiling fan with detergent at site and replacement of damaged items i.e. rubber real, cotter pin, capacitor clamp, nut and bolts of hanger clamps etc as required. | item325 | 5 | Nos. | 10 |  |  | Excess(+) | 1 | Full Conversion | INR | [40 empty] | #VALUE! | #VALUE! | #VALUE! | 3 | Supplying, Conveying and fixing spls. Including ea | item4 | 10 | Nos
91 | Supply of following size ball bearings. | item326 | [52 empty] | 1.01 | Supplying, Conveying and fixing spls. Including eart | item1 | 123.223 | Nos
91.1 | Ball bearing 6201 (NBC - make) | item327 | 4 | Nos. | 10 |  |  | Excess(+) | 1 | Full Conversion | INR | [40 empty] | #VALUE! | #VALUE! | #VALUE! | 1.02 | Construction of chamber for 100mm sluice plates | item2 | 213 | Nos
91.2 | Ball bearing 6202 (NBC - make) | item328 | 6 | Nos. | 10 |  |  | Excess(+) | 1 | Full Conversion | INR | [40 empty] | #VALUE! | #VALUE! | #VALUE! | 2 | Construction of chamber for 100mm sluices valve | item3 | 10 | Nos
91.3 | Ball bearing 6203 (NBC - make) | item329 | 5 | Nos. | 10 |  |  | Excess(+) | 1 | Full Conversion | INR | [40 empty] | #VALUE! | #VALUE! | #VALUE! | 3 | Supplying, Conveying and fixing spls. Including ea | item4 | 10 | Nos
91.4 | Ball bearing 6204 (NBC - make) | item330 | 5 | Nos. | 10 |  |  | Excess(+) | 1 | Full Conversion | INR | [40 empty] | #VALUE! | #VALUE! | #VALUE! | 1.01 | Supplying, Conveying and fixing spls. Including eart | item1 | 123.223 | Nos
91.5 | Ball bearing 6205 (NBC - make) | item331 | 5 | Nos. | 10 |  |  | Excess(+) | 1 | Full Conversion | INR | [40 empty] | #VALUE! | #VALUE! | #VALUE! | 1.02 | Construction of chamber for 100mm sluice plates | item2 | 213 | Nos
92 | Supplying and drawing following sizes of FR-LSH PVC insulated copper conductor, single core cable in the existing surface/ recessed steel/ PVC conduit as required. | item332 | [52 empty] | 2 | Construction of chamber for 100mm sluices valve | item3 | 10 | Nos
92.1 | 2 x 1.5 Sqmm. | item333 | 13 | Mtr. | 100 |  |  | Excess(+) | 1 | Full Conversion | INR | [40 empty] | #VALUE! | #VALUE! | #VALUE! | 3 | Supplying, Conveying and fixing spls. Including ea | item4 | 10 | Nos
92.2 | 2 x 4 Sqmm. | item334 | 8 | Mtr. | 10 |  |  | Excess(+) | 1 | Full Conversion | INR | [40 empty] | #VALUE! | #VALUE! | #VALUE! | 1.01 | Supplying, Conveying and fixing spls. Including eart | item1 | 123.223 | Nos
92.3 | 2 x 6 Sqmm. | item335 | 5 | Mtr. | 10 |  |  | Excess(+) | 1 | Full Conversion | INR | [40 empty] | #VALUE! | #VALUE! | #VALUE! | 1.02 | Construction of chamber for 100mm sluice plates | item2 | 213 | Nos
92.4 | 3 x 10 sq. mm | item336 | 6 | Mtr. | 100 |  |  | Excess(+) | 1 | Full Conversion | INR | [40 empty] | #VALUE! | #VALUE! | #VALUE! | 1.02 | Construction of chamber for 100mm sluice plates | item2 | 213 | Nos
92.5 | 3 x 16 sq. mm | item337 | 5 | Mtr. | 10 |  |  | Excess(+) | 1 | Full Conversion | INR | [40 empty] | #VALUE! | #VALUE! | #VALUE! | 2 | Construction of chamber for 100mm sluices valve | item3 | 10 | Nos
92.6 | 2 x 25 sq. mm | item338 | 5 | Mtr. | 10 |  |  | Excess(+) | 1 | Full Conversion | INR | [40 empty] | #VALUE! | #VALUE! | #VALUE! | 3 | Supplying, Conveying and fixing spls. Including ea | item4 | 10 | Nos
92.7 | 1 x 70 sq. mm | item339 | 5 | Mtr. | 10 |  |  | Excess(+) | 1 | Full Conversion | INR | [40 empty] | #VALUE! | #VALUE! | #VALUE! | 1.01 | Supplying, Conveying and fixing spls. Including eart | item1 | 123.223 | Nos
92.8 | 1 x 150 sq. mm | item340 | 5 | Mtr. | 10 |  |  | Excess(+) | 1 | Full Conversion | INR | [40 empty] | #VALUE! | #VALUE! | #VALUE! | 1.02 | Construction of chamber for 100mm sluice plates | item2 | 213 | Nos
93 | Fixing 20/25/32 mm conduit pipe on surface with clamp/ in recessed as required complete ( only conduit pipe supplied by department. free of cost). | item341 | 5 | Mtr. | 10 |  |  | Excess(+) | 1 | Full Conversion | INR | [40 empty] | #VALUE! | #VALUE! | #VALUE! | 2 | Construction of chamber for 100mm sluices valve | item3 | 10 | Nos
94 | Dismentaling of steel conduit pipe of all sizes from surface/recess I/c cutting the wall and making good the same in case of recessed conduit. | item342 | 8 | Mtr. | 10 |  |  | Excess(+) | 1 | Full Conversion | INR | [40 empty] | #VALUE! | #VALUE! | #VALUE! | 1.01 | Supplying, Conveying and fixing spls. Including eart | item1 | 123.223 | Nos
95 | Locating fault in the cable lines with fault Locating matchine etc and rectifying removing & restoring the same and making good the damages etc as required. | item343 | 5 | Nos. | 10 |  |  | Excess(+) | 1 | Full Conversion | INR | [40 empty] | #VALUE! | #VALUE! | #VALUE! | 1.02 | Construction of chamber for 100mm sluice plates | item2 | 213 | Nos
96 | Locating fault in the cable lines with meggar etc and rectifying removing & restoring the same and making good the damages etc as required. | item344 | 5 | Nos. | 10 |  |  | Excess(+) | 1 | Full Conversion | INR | [40 empty] | #VALUE! | #VALUE! | #VALUE! | 2 | Construction of chamber for 100mm sluices valve | item3 | 10 | Nos
97 | Excavation for foundation in soft soil including dressing of sides and ramming of bottoms, lift upto 1.5 m including getting out the excavated soil and disposal of surplus excavated soil as directed, within a lead of 50 meter. | item345 | 8 | Cum | 10 |  |  | Excess(+) | 1 | Full Conversion | INR | [40 empty] | #VALUE! | #VALUE! | #VALUE! | 3 | Supplying, Conveying and fixing spls. Including ea | item4 | 10 | Nos
98 | Excavation for cable trenches of depth upto 1.2 m in soft soil including getting out the excavated soil and disposal of surplus excavated soil as directed within a lead of 50 meter | item346 | 15 | Cum | 10 |  |  | Excess(+) | 1 | Full Conversion | INR | [40 empty] | #VALUE! | #VALUE! | #VALUE! | 1.01 | Supplying, Conveying and fixing spls. Including eart | item1 | 123.223 | Nos
99 | Fabricating, supplying & fixing of box of required size made out of 2mm thick CRCA sheet duly powder coated & openable from top - bottom or front as required & fixing the same complete as required. | item348 | 5 | Kg. | 10 |  |  | Excess(+) | 1 | Full Conversion | INR | [40 empty] | #VALUE! | #VALUE! | #VALUE! | 2 | Construction of chamber for 100mm sluices valve | item3 | 10 | Nos
100 | Providing brick work (in width 225 mm or more) with F.P.S. bricks of class designation 7.5 in cement mortar 1:4 (1 cement : 4 coarse sand) at all levels | item349 | 5 | Cum | 10 |  |  | Excess(+) | 1 | Full Conversion | INR | [40 empty] | #VALUE! | #VALUE! | #VALUE! | 3 | Supplying, Conveying and fixing spls. Including ea | item4 | 10 | Nos
101 | Providing 15 mm thick cement plaster of mix 1:4 (1 cement : 4 fine sand) at all levels. | item350 | 5 | Sq.mtr. | 10 |  |  | Excess(+) | 1 | Full Conversion | INR | [40 empty] | #VALUE! | #VALUE! | #VALUE! | 1.01 | Supplying, Conveying and fixing spls. Including eart | item1 | 123.223 | Nos
102 | Providing and laying cement concrete in retaining walls, return walls, walls (any thickness) including attached pilasters, columns, piers, abutments, pillars, posts, struts, buttresses, string or lacing courses, parapets, coping, bed blocks, anchor blocks, plain window sills, fillets, sunken floor etc., up to floor five level, excluding the cost of centering, shuttering and finishing : | item351 | [52 empty] | 1.02 | Construction of chamber for 100mm sluice plates | item2 | 213 | Nos
102.1 | 1:1½:3 (1 cement : 1½ coarse sand (zone-III) : 3 raded stone aggregate 20 mm nominal size). | item352 | 5 | Cum | 100 |  |  | Excess(+) | 1 | Full Conversion | INR | [40 empty] | #VALUE! | #VALUE! | #VALUE! | 1.02 | Construction of chamber for 100mm sluice plates | item2 | 213 | Nos
103 | Supplying, Connecting and commissioning of following size aluminum busbar including bending to suitable shape, making hole for nut- bolts, providing and fixing busbar insulaotrs, sleeveing, nut- bolts in existing panel/ box for connections etc.as required complete. | item353 | [52 empty] | 2 | Construction of chamber for 100mm sluices valve | item3 | 10 | Nos
103.1 | 1 x 25mm x 6mm | item354 | 5 | Mtr. | 10 |  |  | Excess(+) | 1 | Full Conversion | INR | [40 empty] | #VALUE! | #VALUE! | #VALUE! | 3 | Supplying, Conveying and fixing spls. Including ea | item4 | 10 | Nos
103.2 | 1 x 50mm x 10mm | item355 | 5 | Mtr. | 10 |  |  | Excess(+) | 1 | Full Conversion | INR | [40 empty] | #VALUE! | #VALUE! | #VALUE! | 1.01 | Supplying, Conveying and fixing spls. Including eart | item1 | 123.223 | Nos
103.3 | 1 x 100mm x 6mm | item356 | 5 | Mtr. | 10 |  |  | Excess(+) | 1 | Full Conversion | INR | [40 empty] | #VALUE! | #VALUE! | #VALUE! | 1.02 | Construction of chamber for 100mm sluice plates | item2 | 213 | Nos
103.4 | 1 x 100mm x 8mm | item357 | 5 | Mtr. | 10 |  |  | Excess(+) | 1 | Full Conversion | INR | [40 empty] | #VALUE! | #VALUE! | #VALUE! | 2 | Construction of chamber for 100mm sluices valve | item3 | 10 | Nos
103.5 | 1 x 100mm x 10mm | item358 | 5 | Mtr. | 10 |  |  | Excess(+) | 1 | Full Conversion | INR | [40 empty] | #VALUE! | #VALUE! | #VALUE! | 3 | Supplying, Conveying and fixing spls. Including ea | item4 | 10 | Nos
104 | Finishing with Epoxy paint (two or more coats) at all locations prepared and applied as per manufacturer's specifications including appropriate priming coat, preparation of surface, etc. complete. | item359 | 5 | Sq.Mtr. | 10 |  |  | Excess(+) | 1 | Full Conversion | INR | [40 empty] | #VALUE! | #VALUE! | #VALUE! | 1.01 | Supplying, Conveying and fixing spls. Including eart | item1 | 123.223 | Nos
105 | S & F metal enclosure suitable for TP, FP, MCCB enclosure box 60A to 250A on surface or recessed etc as req. | item360 | 5 | Nos. | 10 |  |  | Excess(+) | 1 | Full Conversion | INR | [40 empty] | #VALUE! | #VALUE! | #VALUE! | 1.02 | Construction of chamber for 100mm sluice plates | item2 | 213 | Nos
106 | S & F metal enclosure suitable for FP, MCCB enclosure box 250A to 400A on surface or recessed etc as req. | item361 | 6 | Nos. | 10 |  |  | Excess(+) | 1 | Full Conversion | INR | [40 empty] | #VALUE! | #VALUE! | #VALUE! | 2 | Construction of chamber for 100mm sluices valve | item3 | 10 | Nos
107 | Dismantling & refixing of Main switch/ DB/TPN Switches / KWH meters / loose wire boxes , fuse box of any size on pole / wall with regbolts, nuts and washers etc. as reqd. | item362 | 5 | Nos. | 10 |  |  | Excess(+) | 1 | Full Conversion | INR | [40 empty] | #VALUE! | #VALUE! | #VALUE! | 3 | Supplying, Conveying and fixing spls. Including ea | item4 | 10 | Nos
108 | Dismantling damaged Main switch board/ DB/TPN Switches/ loose wire boxes along with all accessories and depositing the same in the store as reqd. | item363 | 5 | Nos. | 10 |  |  | Excess(+) | 1 | Full Conversion | INR | [40 empty] | #VALUE! | #VALUE! | #VALUE! | 1.01 | Supplying, Conveying and fixing spls. Including eart | item1 | 123.223 | Nos
109 | S&F metal enclosure suitable for DP,FP MCB enclosure box on surface or recessed etc as req. | item364 | 5 | Nos. | 10 |  |  | Excess(+) | 1 | Full Conversion | INR | [40 empty] | #VALUE! | #VALUE! | #VALUE! | 1.02 | Construction of chamber for 100mm sluice plates | item2 | 213 | Nos
110 | Providing and fixing M.V. danger notice plate of 200 mm X 150 mm, made of mild steel, at least 2 mm thick, and vitreous enameled white on both sides, and with inscription in single red colour on front side as required. | item365 | 5 | Nos. | 100 |  |  | Excess(+) | 1 | Full Conversion | INR | [40 empty] | #VALUE! | #VALUE! | #VALUE! | 1.02 | Construction of chamber for 100mm sluice plates | item2 | 213 | Nos
111 | Providing and fixing H.T. danger notice plate of 250 mm X 200 mm, made of mild steel, at least 2 mm thick, and vitreous enameled white on both sides, and with inscription in single red colour on front side as required. | item366 | 5 | Nos. | 10 |  |  | Excess(+) | 1 | Full Conversion | INR | [40 empty] | #VALUE! | #VALUE! | #VALUE! | 2 | Construction of chamber for 100mm sluices valve | item3 | 10 | Nos
112 | Supplying and fixing of following sizes of steel conduit along with accessories in surface/recess including painting in case of surface conduit, or cutting the wall and making good the same in case of recessed conduit as required | item367 | [52 empty] | 3 | Supplying, Conveying and fixing spls. Including ea | item4 | 10 | Nos
112.1 | 20 mm | item368 | 5 | mtr | 10 |  |  | Excess(+) | 1 | Full Conversion | INR | [40 empty] | #VALUE! | #VALUE! | #VALUE! | 1.01 | Supplying, Conveying and fixing spls. Including eart | item1 | 123.223 | Nos
112.2 | 25 mm | item369 | 5 | mtr | 10 |  |  | Excess(+) | 1 | Full Conversion | INR | [40 empty] | #VALUE! | #VALUE! | #VALUE! | 1.02 | Construction of chamber for 100mm sluice plates | item2 | 213 | Nos
113 | Supplying and fixing of following size MS flexible pipe with PVC coating along with all ancillaries and accessories like coupler etc. as required. | item370 | [52 empty] | 2 | Construction of chamber for 100mm sluices valve | item3 | 10 | Nos
113.1 | 25mm | item371 | 5 | mtr | 10 |  |  | Excess(+) | 1 | Full Conversion | INR | [40 empty] | #VALUE! | #VALUE! | #VALUE! | 3 | Supplying, Conveying and fixing spls. Including ea | item4 | 10 | Nos
113.2 | 32mm | item372 | 5 | mtr | 10 |  |  | Excess(+) | 1 | Full Conversion | INR | [40 empty] | #VALUE! | #VALUE! | #VALUE! | 1.01 | Supplying, Conveying and fixing spls. Including eart | item1 | 123.223 | Nos
114 | Supplying and making cable route marker with cement concrete 1:2:4 (1 cement : 2 coarse sand : 4 graded stone aggregate 20 mm nominal size ) of size 60 cm X 60 cm at the bottom and 50 cm X 50 cm at the top with a thickness of 10cm including inscription duly engraved as required. | item373 | 5 | Each | 10 |  |  | Excess(+) | 1 | Full Conversion | INR | [40 empty] | #VALUE! | #VALUE! | #VALUE! | 1.02 | Construction of chamber for 100mm sluice plates | item2 | 213 | Nos
115 | Providing and fixing earth bus of 50 mm X 5 mm copper strip on surface for connections etc. as required. | item374 | 5 | Mtr. | 10 |  |  | Excess(+) | 1 | Full Conversion | INR | [40 empty] | #VALUE! | #VALUE! | #VALUE! | 2 | Construction of chamber for 100mm sluices valve | item3 | 10 | Nos
116 | Supplying,installation,testing and commissioning of Astronomical time switch of following configuration to be mounted in feeder pillars / Lighting DBs for automatic switching On & OFF of street lights at sun set & sun rise or twilight(Auto ON, Auto OFF, Auto modes) with manual override facility with 12/24 hour display format with suitable battery and indication for relay status i/c programming at site complete as required. | item375 | [52 empty] | 3 | Supplying, Conveying and fixing spls. Including ea | item4 | 10 | Nos
116.1 | 1 output per phase and suitable for single phase supply | item376 | 5 | each | 10 |  |  | Excess(+) | 1 | Full Conversion | INR | [40 empty] | #VALUE! | #VALUE! | #VALUE! | 1.01 | Supplying, Conveying and fixing spls. Including eart | item1 | 123.223 | Nos
117 | Shifting, Installation, testing, commissioning of existing LT/HT panel from existing location to other location as instruction by Engineer In-charge by using crane and labours etc. complete as required. | item377 | 5 | each | 10 |  |  | Excess(+) | 1 | Full Conversion | INR | [40 empty] | #VALUE! | #VALUE! | #VALUE! | 1.02 | Construction of chamber for 100mm sluice plates | item2 | 213 | Nos
118 | Dismentalling, Disconnecting,of damaged and burnt existing LT / Starter / contector/ MCCB's /capacitor / panel depositing same in departmental store as instruction by Engineer In-Incharge complete as required. | item378 | 5 | each | 100 |  |  | Excess(+) | 1 | Full Conversion | INR | [40 empty] | #VALUE! | #VALUE! | #VALUE! | 1.02 | Construction of chamber for 100mm sluice plates | item2 | 213 | Nos
119 | Supplying and fixing following way, single pole and neutral, sheet steel, MCB distribution board, 240 V, on surface/ recess, complete with tinned copper bus bar, neutral bus bar, earth bar, din bar, interconnections, powder painted including earthing etc. as required. (But without MCB/RCCB/Isolator) | item379 | [52 empty] | 2 | Construction of chamber for 100mm sluices valve | item3 | 10 | Nos
119.1 | 8 way , Double door | item380 | 5 | each | 10 |  |  | Excess(+) | 1 | Full Conversion | INR | [40 empty] | #VALUE! | #VALUE! | #VALUE! | 3 | Supplying, Conveying and fixing spls. Including ea | item4 | 10 | Nos
119.2 | 12 way , Double door | item381 | 5 | each | 10 |  |  | Excess(+) | 1 | Full Conversion | INR | [40 empty] | #VALUE! | #VALUE! | #VALUE! | 1.01 | Supplying, Conveying and fixing spls. Including eart | item1 | 123.223 | Nos
119.3 | 16 way, Double door | item382 | 5 | each | 10 |  |  | Excess(+) | 1 | Full Conversion | INR | [40 empty] | #VALUE! | #VALUE! | #VALUE! | 1.02 | Construction of chamber for 100mm sluice plates | item2 | 213 | Nos
120 | Supplying and making straight through cable jointing with heat shrinkable jointing kit complete with all accessories including ferrules suitable for following size of 3 core, XLPE aluminium conductor cable of 11 KV grade as required | item383 | [52 empty] | 2 | Construction of chamber for 100mm sluices valve | item3 | 10 | Nos
120.1 | 70 sq. mm | item384 | 5 | each | 10 |  |  | Excess(+) | 1 | Full Conversion | INR | [40 empty] | #VALUE! | #VALUE! | #VALUE! | 3 | Supplying, Conveying and fixing spls. Including ea | item4 | 10 | Nos
120.2 | 120 sq. mm | item385 | 5 | each | 10 |  |  | Excess(+) | 1 | Full Conversion | INR | [40 empty] | #VALUE! | #VALUE! | #VALUE! | 1.01 | Supplying, Conveying and fixing spls. Including eart | item1 | 123.223 | Nos
120.3 | 185 sq. mm | item386 | 5 | each | 10 |  |  | Excess(+) | 1 | Full Conversion | INR | [40 empty] | #VALUE! | #VALUE! | #VALUE! | 1.02 | Construction of chamber for 100mm sluice plates | item2 | 213 | Nos
121 | supplying and making indoor cable end termination with heat shrinkable jointing kit complete with all accessories including lugs suitable for following size of 3 core, XLPE aluminium conductor cable of 11 KV grade as required : | item387 | [52 empty] | 2 | Construction of chamber for 100mm sluices valve | item3 | 10 | Nos
121.1 | 70 sq. mm | item388 | 5 | each | 100 |  |  | Excess(+) | 1 | Full Conversion | INR | [40 empty] | #VALUE! | #VALUE! | #VALUE! | 3 | Supplying, Conveying and fixing spls. Including ea | item4 | 10 | Nos
121.2 | 120 sq. mm | item389 | 5 | each | 10 |  |  | Excess(+) | 1 | Full Conversion | INR | [40 empty] | #VALUE! | #VALUE! | #VALUE! | 1.01 | Supplying, Conveying and fixing spls. Including eart | item1 | 123.223 | Nos
121.3 | 185 sq. mm | item390 | 5 | each | 10 |  |  | Excess(+) | 1 | Full Conversion | INR | [40 empty] | #VALUE! | #VALUE! | #VALUE! | 1.02 | Construction of chamber for 100mm sluice plates | item2 | 213 | Nos
Total in Figures | [51 empty] | #VALUE! | #VALUE! | #VALUE! | 4 | Construction of chamber for 100mm sluice plates | item5 | 10 | Nos
Quoted Rate in Figures |  |  |  | Select | [47 empty] | 0 | 0 | #VALUE!
Quoted Rate in Words |  | #VALUE!
Validate
Print
Help

## Macros
Please Enable Macros to View BoQ information