## BoQ1 (hidden)
Percentage BoQ
BoQ_Ver3.0 | Percentage | Normal | INR Only | INR
Select, At Par, Excess (+), Less (-) |  | IOCL
Tender Inviting Authority: Executive Engineer (Elect.)
Name of Work: Zonal rate contract for petty electrical works of Residential area of IIT Kanpur i.e. Zone-III & IV
Contract No: 75 /Elect/2021/572 Dated: 03.12.2021
Name of the Bidder/ Bidding Firm / Company :
PRICE SCHEDULE (This BOQ template must not be modified/replaced by the bidder and the same should be uploaded after filling the relevent columns, else the bidder is liable to be rejected for this tender. Bidders are allowed to enter the Bidder Name and Values only )
NUMBER # | TEXT # | TEXT # | NUMBER # | TEXT # | NUMBER | NUMBER | TEXT | TEXT # | NUMBER # | TEXT# | TEXT # | NUMBER # | NUMBER | NUMBER | NUMBER | NUMBER | TEXT | TEXT | NUMBER | NUMBER | NUMBER | NUMBER | TEXT | TEXT | NUMBER | NUMBER | NUMBER | NUMBER | TEXT | TEXT | NUMBER | NUMBER | NUMBER | NUMBER | TEXT | TEXT | NUMBER | NUMBER | NUMBER | NUMBER | TEXT | TEXT | NUMBER | NUMBER | NUMBER # | NUMBER # | TEXT | TEXT | NUMBER # | NUMBER # | DATE | NUMBER # | NUMBER # | TEXT #
Sl. No. | Item Description | Item Code / Make | Quantity | Units | Estimated Rate in Rs. P |  |  | Addition / Deduction | Addition / Deduction Values | Currency Convertion against each Item | Quoted Currency in INR / Other Currency | BASIC RATE In Figures To be entered by the Bidder Rs. P | Excise Duty | VAT | Freight Charges ( Unloading & Stacking) | Any Other Taxes/Duties/Levies |  |  | Other Taxes 2 | IIIrd Party i.e DGS&D / RITES etc Inspection Charges @0.34%+Service Tax | Less for Cenvat Credit,if any respect of Supplies Under full Excise Duty Category | [30 empty] | TOTAL AMOUNT Without Taxes in Rs. P | TOTAL AMOUNT With Taxes | TOTAL AMOUNT In Words
1 | 2 | 3 | 3 | 4 | 5 | 7 | 8 | 9 | 10 | 11 | 12 | 13 | 14 | 15 | 16 | 17 | 18 | 19 | 20 | 21 | 22 | 23 | 24 | 25 | 26 | 27 | 28 | 29 | 30 | 31 | 32 | 33 | 34 | 35 | 36 | 37 | 38 | 39 | 40 | 41 | 42 | 43 | 44 | 45 | 46 | 47 | 48 | 49 | 50 | 51 | 52 | 6 | 54 | 7
1 | Wiring for light point/ fan point/ exhaust fan point/ call bell point with 1.5 sq.mm FRLS PVC insulated copper conductor single core cable in surface / recessed steel conduit, with piano type switch, phenolic laminated sheet, suitable size MS box and earthing the point with 1.5 sq.mm. FRLS PVC insulated copper conductor single core cable etc as required. | item1 | [52 empty] | 1 | Construction of chamber for 100mm sluices valve | item1 | 10 | 1 Nos
1.1 | Group A | item2 | 5 | Nos | 719.86 |  |  | Excess(+) | 1 | Full Conversion | INR | [40 empty] | #VALUE! | #VALUE! | #VALUE! | 1.01 | Supplying, Conveying and fixing spls. Including eart | item1 | 123.223 | Nos
1.2 | Group B | item3 | 5 | Nos | 821.57 |  |  | Excess(+) | 1 | Full Conversion | INR | [40 empty] | #VALUE! | #VALUE! | #VALUE! | 1.02 | Construction of chamber for 100mm sluice plates | item2 | 213 | Nos
1.3 | Group C | item4 | 5 | Nos | 1042.53 |  |  | Excess(+) | 1 | Full Conversion | INR | [40 empty] | #VALUE! | #VALUE! | #VALUE! | 2 | Construction of chamber for 100mm sluices valve | item3 | 10 | Nos
2 | Wiring for light point/ fan point/ exhaust fan point/ call bell point with 1.5 sq.mm FRLS PVC insulated copper conductor single core cable in surface / recessed steel conduit, with modular switch, modular plate, suitable GI box and earthing the point with 1.5 sq.mm. FRLS PVC insulated copper conductor single core cable etc as required. | item5 | [52 empty] | 3 | Supplying, Conveying and fixing spls. Including ea | item4 | 10 | Nos
2.1 | Group A | item6 | 5 | Points | 741.9 |  |  | Excess(+) | 1 | Full Conversion | INR | [40 empty] | #VALUE! | #VALUE! | #VALUE! | 1.01 | Supplying, Conveying and fixing spls. Including eart | item1 | 123.223 | Nos
2.2 | Group B | item7 | 5 | Points | 843.61 |  |  | Excess(+) | 1 | Full Conversion | INR | [40 empty] | #VALUE! | #VALUE! | #VALUE! | 1.02 | Construction of chamber for 100mm sluice plates | item2 | 213 | Nos
2.3 | Group C | item8 | 5 | Points | 1064.57 |  |  | Excess(+) | 1 | Full Conversion | INR | [40 empty] | #VALUE! | #VALUE! | #VALUE! | 2 | Construction of chamber for 100mm sluices valve | item3 | 10 | Nos
3 | Wiring for twin control light point with 1.5 sq.mm FRLS PVC insulated copper conductor single core cable in surface / recessed steel conduit, 2 way modular switch, modular plate, suitable GI box and earthing the point with 1.5 sq.mm. FRLS PVC insulated copper conductor single core cable etc as required. | item9 | 5 | Points | 1131.08 |  |  | Excess(+) | 1 | Full Conversion | INR | [40 empty] | #VALUE! | #VALUE! | #VALUE! | 3 | Supplying, Conveying and fixing spls. Including ea | item4 | 10 | Nos
4 | Wiring for circuit/ submain wiring alongwith earth wire with the following sizes of FRLS PVC insulated, copper conductor, single core cable in surface/ recessed steel conduit as reqired. | item10 | [52 empty] | 1.01 | Supplying, Conveying and fixing spls. Including eart | item1 | 123.223 | Nos
4.1 | 2 x 4 Sqmm. + 1 x 4 sqmm earth wire | item11 | 5 | Mtr. | 230.6 |  |  | Excess(+) | 1 | Full Conversion | INR | [40 empty] | #VALUE! | #VALUE! | #VALUE! | 1.02 | Construction of chamber for 100mm sluice plates | item2 | 213 | Nos
4.2 | 2 x 6 Sqmm. + 1 x 6 sqmm earth wire | item12 | 5 | Mtr. | 312.14 |  |  | Excess(+) | 1 | Full Conversion | INR | [40 empty] | #VALUE! | #VALUE! | #VALUE! | 2 | Construction of chamber for 100mm sluices valve | item3 | 10 | Nos
4.3 | 2 x 10 Sqmm. + 1 x 6 sqmm earth wire | item13 | 5 | Mtr. | 373.52 |  |  | Excess(+) | 1 | Full Conversion | INR | [40 empty] | #VALUE! | #VALUE! | #VALUE! | 3 | Supplying, Conveying and fixing spls. Including ea | item4 | 10 | Nos
4.4 | 2 x 16 Sqmm. + 1 x 6 sqmm earth wire | item14 | 5 | Mtr. | 486.63 |  |  | Excess(+) | 1 | Full Conversion | INR | [40 empty] | #VALUE! | #VALUE! | #VALUE! | 1.01 | Supplying, Conveying and fixing spls. Including eart | item1 | 123.223 | Nos
4.5 | 4 x 10 Sqmm. + 2 x 6 sqmm earth wire | item15 | 5 | Mtr. | 587.46 |  |  | Excess(+) | 1 | Full Conversion | INR | [40 empty] | #VALUE! | #VALUE! | #VALUE! | 1.02 | Construction of chamber for 100mm sluice plates | item2 | 213 | Nos
4.6 | 4 x 16 Sqmm. + 2 x 6 sqmm earth wire | item16 | 5 | Mtr. | 829.46 |  |  | Excess(+) | 1 | Full Conversion | INR | [40 empty] | #VALUE! | #VALUE! | #VALUE! | 2 | Construction of chamber for 100mm sluices valve | item3 | 10 | Nos
5 | Wiring for circuit/ submain wiring alogwith earth wire the following sizes of FRLS PVC insulated copper conductor, single core cable in surface/ recessed medium class PVC conduit as required. | item17 | [52 empty] | 3 | Supplying, Conveying and fixing spls. Including ea | item4 | 10 | Nos
5.1 | 2 x 1.5 Sq.mm + 1 x 1.5 Sq.mm earh wire | item18 | 5 | Mtr | 128.01 |  |  | Excess(+) | 1 | Full Conversion | INR | [40 empty] | #VALUE! | #VALUE! | #VALUE! | 4 | Construction of chamber for 100mm sluice plates | item5 | 10 | Nos
5.2 | 2 x 4 Sq.mm + 1 x 4 Sq.mm earh wire | item19 | 5 | Mtr | 175.36 |  |  | Excess(+) | 1 | Full Conversion | INR | [40 empty] | #VALUE! | #VALUE! | #VALUE! | 1.02 | Construction of chamber for 100mm sluice plates | item2 | 213 | Nos
5.3 | 2 x 10 Sqmm. + 1 x 6 sqmm earth wire | item20 | 5 | Mtr | 287.59 |  |  | Excess(+) | 1 | Full Conversion | INR | [40 empty] | #VALUE! | #VALUE! | #VALUE! | 2 | Construction of chamber for 100mm sluices valve | item3 | 10 | Nos
5.4 | 2 x 16 Sqmm. + 1 x 6 sqmm earth wire | item21 | 5 | Mtr | 367.38 |  |  | Excess(+) | 1 | Full Conversion | INR | [40 empty] | #VALUE! | #VALUE! | #VALUE! | 3 | Supplying, Conveying and fixing spls. Including ea | item4 | 10 | Nos
5.5 | 4 x 10 Sqmm. + 2 x 6 sqmm earth wire | item22 | 5 | Mtr | 476.11 |  |  | Excess(+) | 1 | Full Conversion | INR | [40 empty] | #VALUE! | #VALUE! | #VALUE! | 1.01 | Supplying, Conveying and fixing spls. Including eart | item1 | 123.223 | Nos
5.6 | 4 x 16 Sqmm. + 2 x 6 sqmm earth wire | item23 | 5 | Mtr | 659.36 |  |  | Excess(+) | 1 | Full Conversion | INR | [40 empty] | #VALUE! | #VALUE! | #VALUE! | 1.02 | Construction of chamber for 100mm sluice plates | item2 | 213 | Nos
6 | Rewiring for light point/ fan point/ exhaust fan point/ call bell point with 1.5 sq.mm FRLS PVC insulated copper conductor single core cable and 1.5 sq.mm. FRLS PVC insulated copper conductor single core cable as earth wire in existing surface/ recessed steel conduit including dismantling as required. | item24 | [52 empty] | 2 | Construction of chamber for 100mm sluices valve | item3 | 10 | Nos
6.1 | Group A | item25 | 40 | Points | 364.75 |  |  | Excess(+) | 1 | Full Conversion | INR | [40 empty] | #VALUE! | #VALUE! | #VALUE! | 3 | Supplying, Conveying and fixing spls. Including ea | item4 | 10 | Nos
6.2 | Group B | item26 | 20 | Points | 391.93 |  |  | Excess(+) | 1 | Full Conversion | INR | [40 empty] | #VALUE! | #VALUE! | #VALUE! | 1.01 | Supplying, Conveying and fixing spls. Including eart | item1 | 123.223 | Nos
6.3 | Group C | item27 | 5 | Points | 561.16 |  |  | Excess(+) | 1 | Full Conversion | INR | [40 empty] | #VALUE! | #VALUE! | #VALUE! | 1.02 | Construction of chamber for 100mm sluice plates | item2 | 213 | Nos
7 | Supplying & drawing following sizes of FRLS PVC insulated copper conductor, single core cable in the existing surface / recessed steel / PVC conduit as reqd. | item28 | [52 empty] | 2 | Construction of chamber for 100mm sluices valve | item3 | 10 | Nos
7.1 | 1 x 1.5 Sq.mm.. | item29 | 50 | Mtr. | 25.43 |  |  | Excess(+) | 1 | Full Conversion | INR | [40 empty] | #VALUE! | #VALUE! | #VALUE! | 3 | Supplying, Conveying and fixing spls. Including ea | item4 | 10 | Nos
7.2 | 2 x 1.5 Sq.mm.. | item30 | 50 | Mtr. | 35.95 |  |  | Excess(+) | 1 | Full Conversion | INR | [40 empty] | #VALUE! | #VALUE! | #VALUE! | 1.01 | Supplying, Conveying and fixing spls. Including eart | item1 | 123.223 | Nos
7.3 | 3 x 1.5 Sq.mm.. | item31 | 115 | Mtr. | 47.35 |  |  | Excess(+) | 1 | Full Conversion | INR | [40 empty] | #VALUE! | #VALUE! | #VALUE! | 1.02 | Construction of chamber for 100mm sluice plates | item2 | 213 | Nos
7.4 | 2 x 4 Sq.mm.. | item32 | 5 | Mtr. | 75.41 |  |  | Excess(+) | 1 | Full Conversion | INR | [40 empty] | #VALUE! | #VALUE! | #VALUE! | 2 | Construction of chamber for 100mm sluices valve | item3 | 10 | Nos
7.5 | 3 x 4 Sq.mm.. | item33 | 65 | Mtr. | 102.59 |  |  | Excess(+) | 1 | Full Conversion | INR | [40 empty] | #VALUE! | #VALUE! | #VALUE! | 3 | Supplying, Conveying and fixing spls. Including ea | item4 | 10 | Nos
7.6 | 4 x 4 Sq.mm.. | item34 | 5 | Mtr. | 136.78 |  |  | Excess(+) | 1 | Full Conversion | INR | [40 empty] | #VALUE! | #VALUE! | #VALUE! | 4 | Construction of chamber for 100mm sluice plates | item5 | 10 | Nos
7.7 | 2 x 6 Sq.mm.. | item35 | 5 | Mtr. | 106.97 |  |  | Excess(+) | 1 | Full Conversion | INR | [40 empty] | #VALUE! | #VALUE! | #VALUE! | 1.02 | Construction of chamber for 100mm sluice plates | item2 | 213 | Nos
7.8 | 3 x 6 Sq.mm.. | item36 | 5 | Mtr. | 146.43 |  |  | Excess(+) | 1 | Full Conversion | INR | [40 empty] | #VALUE! | #VALUE! | #VALUE! | 2 | Construction of chamber for 100mm sluices valve | item3 | 10 | Nos
7.9 | 4 x 6 Sq.mm.. | item37 | 5 | Mtr. | 192.9 |  |  | Excess(+) | 1 | Full Conversion | INR | [40 empty] | #VALUE! | #VALUE! | #VALUE! | 3 | Supplying, Conveying and fixing spls. Including ea | item4 | 10 | Nos
8 | Supplying and drawing telephone cable of 2 pair 0.5 mm dia FRLS PVC insulated annealed copper conductor, unarmored telephone cable in the existing surface/ recessed steel/ PVC conduit as required. | item38 | 65 | Mtr. | 17.54 |  |  | Excess(+) | 1 | Full Conversion | INR | [40 empty] | #VALUE! | #VALUE! | #VALUE! | 1.01 | Supplying, Conveying and fixing spls. Including eart | item1 | 123.223 | Nos
9 | Supplying and fixing of following size of steel conduit along with the accessories in surface/recess I/c painting in case of surface conduit or cutting the wall and making good the same in case of recessed conduit. as reqd. | item39 | [52 empty] | 1.02 | Construction of chamber for 100mm sluice plates | item2 | 213 | Nos
9.1 | 20 mm | item40 | 10 | Mtr. | 128.01 |  |  | Excess(+) | 1 | Full Conversion | INR | [40 empty] | #VALUE! | #VALUE! | #VALUE! | 2 | Construction of chamber for 100mm sluices valve | item3 | 10 | Nos
9.2 | 25 mm | item41 | 5 | Mtr. | 144.67 |  |  | Excess(+) | 1 | Full Conversion | INR | [40 empty] | #VALUE! | #VALUE! | #VALUE! | 3 | Supplying, Conveying and fixing spls. Including ea | item4 | 10 | Nos
9.3 | 32 mm | item42 | 5 | Mtr. | 177.99 |  |  | Excess(+) | 1 | Full Conversion | INR | [40 empty] | #VALUE! | #VALUE! | #VALUE! | 1.01 | Supplying, Conveying and fixing spls. Including eart | item1 | 123.223 | Nos
9.4 | 40 mm | item43 | 5 | Mtr. | 256.03 |  |  | Excess(+) | 1 | Full Conversion | INR | [40 empty] | #VALUE! | #VALUE! | #VALUE! | 1.02 | Construction of chamber for 100mm sluice plates | item2 | 213 | Nos
10 | Supply and fixing of following sizes of medium class PVC conduit along with the accessories in surface /recess including cutting the wall and making good the same in case of recessed conduit as reqd. | item44 | [52 empty] | 2 | Construction of chamber for 100mm sluices valve | item3 | 10 | Nos
10.1 | 20mm | item45 | 5 | Mtr | 73.65 |  |  | Excess(+) | 1 | Full Conversion | INR | [40 empty] | #VALUE! | #VALUE! | #VALUE! | 3 | Supplying, Conveying and fixing spls. Including ea | item4 | 10 | Nos
10.2 | 25mm | item46 | 5 | Mtr | 78.91 |  |  | Excess(+) | 1 | Full Conversion | INR | [40 empty] | #VALUE! | #VALUE! | #VALUE! | 1.01 | Supplying, Conveying and fixing spls. Including eart | item1 | 123.223 | Nos
10.3 | 32mm | item47 | 5 | Mtr | 80.67 |  |  | Excess(+) | 1 | Full Conversion | INR | [40 empty] | #VALUE! | #VALUE! | #VALUE! | 1.02 | Construction of chamber for 100mm sluice plates | item2 | 213 | Nos
10.4 | 40mm | item48 | 5 | Mtr | 113.99 |  |  | Excess(+) | 1 | Full Conversion | INR | [40 empty] | #VALUE! | #VALUE! | #VALUE! | 2 | Construction of chamber for 100mm sluices valve | item3 | 10 | Nos
11 | Supplying and fixing metal box of following sizes ( nominal size ) on surface or in recess with suitable size of phenolic laminated sheet cover in the front I/c painting etc as reqd. | item49 | [52 empty] | 3 | Supplying, Conveying and fixing spls. Including ea | item4 | 10 | Nos
11.1 | 100 mm x 100 mm x 60 mm deep | item50 | 5 | Nos. | 140.29 |  |  | Excess(+) | 1 | Full Conversion | INR | [40 empty] | #VALUE! | #VALUE! | #VALUE! | 4 | Construction of chamber for 100mm sluice plates | item5 | 10 | Nos
11.2 | 180 mm x 100 mm x 60 mm deep | item51 | 5 | Nos. | 160.46 |  |  | Excess(+) | 1 | Full Conversion | INR | [40 empty] | #VALUE! | #VALUE! | #VALUE! | 1.02 | Construction of chamber for 100mm sluice plates | item2 | 213 | Nos
11.3 | 200 mm x 150 mm x 60 mm deep | item52 | 5 | Nos. | 228.85 |  |  | Excess(+) | 1 | Full Conversion | INR | [40 empty] | #VALUE! | #VALUE! | #VALUE! | 2 | Construction of chamber for 100mm sluices valve | item3 | 10 | Nos
11.4 | 200 mm x 250 mm x 75 mm deep | item53 | 5 | Nos. | 307.76 |  |  | Excess(+) | 1 | Full Conversion | INR | [40 empty] | #VALUE! | #VALUE! | #VALUE! | 3 | Supplying, Conveying and fixing spls. Including ea | item4 | 10 | Nos
11.5 | 200 mm x 300 mm x 60 mm deep | item54 | 5 | Nos. | 339.32 |  |  | Excess(+) | 1 | Full Conversion | INR | [40 empty] | #VALUE! | #VALUE! | #VALUE! | 1.01 | Supplying, Conveying and fixing spls. Including eart | item1 | 123.223 | Nos
11.6 | 250 mm x 300 mm x 100 mm deep | item55 | 5 | Nos. | 407.72 |  |  | Excess(+) | 1 | Full Conversion | INR | [40 empty] | #VALUE! | #VALUE! | #VALUE! | 1.02 | Construction of chamber for 100mm sluice plates | item2 | 213 | Nos
12 | Supplying and fixing following piano type switch /socket on existing switch box/cover I/c connection etc as reqd. | item56 | [52 empty] | 2 | Construction of chamber for 100mm sluices valve | item3 | 10 | Nos
12.1 | 5/6 Amp switch | item57 | 45 | Nos. | 39.46 |  |  | Excess(+) | 1 | Full Conversion | INR | [40 empty] | #VALUE! | #VALUE! | #VALUE! | 3 | Supplying, Conveying and fixing spls. Including ea | item4 | 10 | Nos
12.2 | 2 way 5/6 amp switch | item58 | 5 | Nos. | 47.35 |  |  | Excess(+) | 1 | Full Conversion | INR | [40 empty] | #VALUE! | #VALUE! | #VALUE! | 1.01 | Supplying, Conveying and fixing spls. Including eart | item1 | 123.223 | Nos
12.3 | 15/16 Amp. switch | item59 | 20 | Nos. | 96.45 |  |  | Excess(+) | 1 | Full Conversion | INR | [40 empty] | #VALUE! | #VALUE! | #VALUE! | 1.02 | Construction of chamber for 100mm sluice plates | item2 | 213 | Nos
12.4 | 3 Pin 5/6 Amp. socket outlet | item60 | 20 | Nos. | 50.85 |  |  | Excess(+) | 1 | Full Conversion | INR | [40 empty] | #VALUE! | #VALUE! | #VALUE! | 2 | Construction of chamber for 100mm sluices valve | item3 | 10 | Nos
12.5 | 6 Pin 15/16 Amp. socket outlet. | item61 | 20 | Nos. | 112.23 |  |  | Excess(+) | 1 | Full Conversion | INR | [40 empty] | #VALUE! | #VALUE! | #VALUE! | 3 | Supplying, Conveying and fixing spls. Including ea | item4 | 10 | Nos
12.6 | Telephone socket / jack outlet | item62 | 5 | Nos. | 65.76 |  |  | Excess(+) | 1 | Full Conversion | INR | [40 empty] | #VALUE! | #VALUE! | #VALUE! | 1.01 | Supplying, Conveying and fixing spls. Including eart | item1 | 123.223 | Nos
12.7 | TV antenna socket outlet | item63 | 5 | Nos. | 66.64 |  |  | Excess(+) | 1 | Full Conversion | INR | [40 empty] | #VALUE! | #VALUE! | #VALUE! | 1.02 | Construction of chamber for 100mm sluice plates | item2 | 213 | Nos
12.8 | Call bell push | item64 | 5 | Nos. | 56.12 |  |  | Excess(+) | 1 | Full Conversion | INR | [40 empty] | #VALUE! | #VALUE! | #VALUE! | 2 | Construction of chamber for 100mm sluices valve | item3 | 10 | Nos
13 | Supply, fixing, following modular type switch / socket on existing modular plate & switch box including connectins but excluding modular plate etc. as reqd. | item65 | [52 empty] | 3 | Supplying, Conveying and fixing spls. Including ea | item4 | 10 | Nos
13.1 | 5/6 Amp switch | item66 | 30 | Nos. | 74.53 |  |  | Excess(+) | 1 | Full Conversion | INR | [40 empty] | #VALUE! | #VALUE! | #VALUE! | 4 | Construction of chamber for 100mm sluice plates | item5 | 10 | Nos
13.2 | 2 way 5/6 amps switch | item67 | 5 | Nos. | 107.85 |  |  | Excess(+) | 1 | Full Conversion | INR | [40 empty] | #VALUE! | #VALUE! | #VALUE! | 1.02 | Construction of chamber for 100mm sluice plates | item2 | 213 | Nos
13.3 | 15/16 Amp. switch | item68 | 10 | Nos. | 115.74 |  |  | Excess(+) | 1 | Full Conversion | INR | [40 empty] | #VALUE! | #VALUE! | #VALUE! | 2 | Construction of chamber for 100mm sluices valve | item3 | 10 | Nos
13.4 | 3 Pin 5/6 Amp. socket outlet | item69 | 10 | Nos. | 97.33 |  |  | Excess(+) | 1 | Full Conversion | INR | [40 empty] | #VALUE! | #VALUE! | #VALUE! | 3 | Supplying, Conveying and fixing spls. Including ea | item4 | 10 | Nos
13.5 | 6 Pin 15/16 Amp. socket outlet. | item70 | 10 | Nos. | 153.44 |  |  | Excess(+) | 1 | Full Conversion | INR | [40 empty] | #VALUE! | #VALUE! | #VALUE! | 1.01 | Supplying, Conveying and fixing spls. Including eart | item1 | 123.223 | Nos
13.6 | Telephone socket outlet | item71 | 5 | Nos. | 104.34 |  |  | Excess(+) | 1 | Full Conversion | INR | [40 empty] | #VALUE! | #VALUE! | #VALUE! | 1.02 | Construction of chamber for 100mm sluice plates | item2 | 213 | Nos
13.7 | Bell Push | item72 | 5 | Nos. | 110.48 |  |  | Excess(+) | 1 | Full Conversion | INR | [40 empty] | #VALUE! | #VALUE! | #VALUE! | 2 | Construction of chamber for 100mm sluices valve | item3 | 10 | Nos
13.8 | Fan regulator socket type rotary step | item73 | 5 | Nos. | 299.87 |  |  | Excess(+) | 1 | Full Conversion | INR | [40 empty] | #VALUE! | #VALUE! | #VALUE! | 3 | Supplying, Conveying and fixing spls. Including ea | item4 | 10 | Nos
13.9 | Blanking plate | item74 | 5 | Nos. | 28.06 |  |  | Excess(+) | 1 | Full Conversion | INR | [40 empty] | #VALUE! | #VALUE! | #VALUE! | 1.01 | Supplying, Conveying and fixing spls. Including eart | item1 | 123.223 | Nos
14 | Supplying and fixing modular base and cover plate for modular switches in recess etc.as required. | item75 | [52 empty] | 1.02 | Construction of chamber for 100mm sluice plates | item2 | 213 | Nos
14.1 | 1/2 module | item76 | 5 | Nos. | 213.06 |  |  | Excess(+) | 1 | Full Conversion | INR | [40 empty] | #VALUE! | #VALUE! | #VALUE! | 2 | Construction of chamber for 100mm sluices valve | item3 | 10 | Nos
14.2 | 3 module | item77 | 5 | Nos. | 234.11 |  |  | Excess(+) | 1 | Full Conversion | INR | [40 empty] | #VALUE! | #VALUE! | #VALUE! | 3 | Supplying, Conveying and fixing spls. Including ea | item4 | 10 | Nos
14.3 | 4 module | item78 | 5 | Nos. | 251.64 |  |  | Excess(+) | 1 | Full Conversion | INR | [40 empty] | #VALUE! | #VALUE! | #VALUE! | 1.01 | Supplying, Conveying and fixing spls. Including eart | item1 | 123.223 | Nos
14.4 | 6 module | item79 | 5 | Nos. | 291.98 |  |  | Excess(+) | 1 | Full Conversion | INR | [40 empty] | #VALUE! | #VALUE! | #VALUE! | 1.02 | Construction of chamber for 100mm sluice plates | item2 | 213 | Nos
14.5 | 8 module | item80 | 5 | Nos. | 335.82 |  |  | Excess(+) | 1 | Full Conversion | INR | [40 empty] | #VALUE! | #VALUE! | #VALUE! | 2 | Construction of chamber for 100mm sluices valve | item3 | 10 | Nos
14.6 | 12module | item81 | 5 | Nos. | 380.53 |  |  | Excess(+) | 1 | Full Conversion | INR | [40 empty] | #VALUE! | #VALUE! | #VALUE! | 3 | Supplying, Conveying and fixing spls. Including ea | item4 | 10 | Nos
15 | Supplying and fixing following modular base & cover plate on existing modular metal boxes etc. as reqd. | item82 | [52 empty] | 4 | Construction of chamber for 100mm sluice plates | item5 | 10 | Nos
15.1 | 1 or 2 module | item83 | 5 | Nos. | 99.96 |  |  | Excess(+) | 1 | Full Conversion | INR | [40 empty] | #VALUE! | #VALUE! | #VALUE! | 1.02 | Construction of chamber for 100mm sluice plates | item2 | 213 | Nos
15.2 | 3 module | item84 | 5 | Nos. | 112.23 |  |  | Excess(+) | 1 | Full Conversion | INR | [40 empty] | #VALUE! | #VALUE! | #VALUE! | 2 | Construction of chamber for 100mm sluices valve | item3 | 10 | Nos
15.3 | 4 module | item85 | 5 | Nos. | 121 |  |  | Excess(+) | 1 | Full Conversion | INR | [40 empty] | #VALUE! | #VALUE! | #VALUE! | 3 | Supplying, Conveying and fixing spls. Including ea | item4 | 10 | Nos
15.4 | 6 module | item86 | 5 | Nos. | 146.43 |  |  | Excess(+) | 1 | Full Conversion | INR | [40 empty] | #VALUE! | #VALUE! | #VALUE! | 1.01 | Supplying, Conveying and fixing spls. Including eart | item1 | 123.223 | Nos
15.5 | 8 module | item87 | 5 | Nos. | 171.85 |  |  | Excess(+) | 1 | Full Conversion | INR | [40 empty] | #VALUE! | #VALUE! | #VALUE! | 1.02 | Construction of chamber for 100mm sluice plates | item2 | 213 | Nos
15.6 | 12 module | item88 | 5 | Nos. | 199.04 |  |  | Excess(+) | 1 | Full Conversion | INR | [40 empty] | #VALUE! | #VALUE! | #VALUE! | 2 | Construction of chamber for 100mm sluices valve | item3 | 10 | Nos
16 | Supplying and fixing 3 pin, 5 amp. Ceiling rose on the existing junction box/ wooden block including connection etc. as reqd. | item89 | 10 | Nos. | 56.99 |  |  | Excess(+) | 1 | Full Conversion | INR | [40 empty] | #VALUE! | #VALUE! | #VALUE! | 3 | Supplying, Conveying and fixing spls. Including ea | item4 | 10 | Nos
17 | Supplying and fixing brass batten/ angle holder including connection etc. as required. | item90 | 5 | Nos. | 102.59 |  |  | Excess(+) | 1 | Full Conversion | INR | [40 empty] | #VALUE! | #VALUE! | #VALUE! | 1.01 | Supplying, Conveying and fixing spls. Including eart | item1 | 123.223 | Nos
18 | Supplying and fixing call bell/ buzzer suitable for ac single phase, 230 volts, complete as required. | item91 | 5 | Nos. | 80.67 |  |  | Excess(+) | 1 | Full Conversion | INR | [40 empty] | #VALUE! | #VALUE! | #VALUE! | 1.02 | Construction of chamber for 100mm sluice plates | item2 | 213 | Nos
19 | Installation, testing and commissioning pre-wired fluorescent fitting/ compact fluorescent fitting of all types, complete with all accessories and tube etc. directly on ceiling/ wall, including connection with 1.5 sqmm FRLS PVC insulated, copper condutor,single core cable and earthing etc. as required. | item92 | 5 | Nos. | 147.3 |  |  | Excess(+) | 1 | Full Conversion | INR | [40 empty] | #VALUE! | #VALUE! | #VALUE! | 2 | Construction of chamber for 100mm sluices valve | item3 | 10 | Nos
20 | Providing and fixing extra conduit down rods of 20 mm dia. 2 x 10 cm length with 2 x 1.5 Sqmm FRLS PVC insulated copper conductor single core cable i/c painting etc. as reqd. (Note - More than 5 cm length shall be rounded nearest 10 cm & 5 cm or less shall be ignore) | item93 | 5 | Nos. | 35.07 |  |  | Excess(+) | 1 | Full Conversion | INR | [40 empty] | #VALUE! | #VALUE! | #VALUE! | 3 | Supplying, Conveying and fixing spls. Including ea | item4 | 10 | Nos
21 | Extra for fixing the louvers/ shutters complete with frame for a exhaust fan of all sizes. | item94 | 5 | Nos. | 147.3 |  |  | Excess(+) | 1 | Full Conversion | INR | [40 empty] | #VALUE! | #VALUE! | #VALUE! | 1.01 | Supplying, Conveying and fixing spls. Including eart | item1 | 123.223 | Nos
22 | Painting of ceiling fan any size with one or more coats with supper enamel paint of approved brand i/c cleaning and making smooth surface with emery paper and detergent etc. as required. | item95 | 5 | Nos. | 118.37 |  |  | Excess(+) | 1 | Full Conversion | INR | [40 empty] | #VALUE! | #VALUE! | #VALUE! | 1.02 | Construction of chamber for 100mm sluice plates | item2 | 213 | Nos
23 | Providing and fixing following rating and breaking capacity and pole MCCB with thermomagnetic release and terminal spreaders in existing cubicle panel board including drilling holes in cubicle panel, making connections, etc. as required | item96 | [52 empty] | 2 | Construction of chamber for 100mm sluices valve | item3 | 10 | Nos
23.1 | 100 Amp, 16KA TPMCCB | item97 | 5 | Nos. | 3266.99 |  |  | Excess(+) | 1 | Full Conversion | INR | [40 empty] | #VALUE! | #VALUE! | #VALUE! | 3 | Supplying, Conveying and fixing spls. Including ea | item4 | 10 | Nos
23.2 | 125 Amp, 16KA TPMCCB | item98 | 5 | Nos. | 3634.37 |  |  | Excess(+) | 1 | Full Conversion | INR | [40 empty] | #VALUE! | #VALUE! | #VALUE! | 4 | Construction of chamber for 100mm sluice plates | item5 | 10 | Nos
24 | Supplying and fixing following way, single pole and neutral, sheet steel, MCB distribution board, 240 volts, on surface/ recess, complete with tinned copper bus bar, neutral bus bar, earth bar, din bar, interconnections, powder painted including earthing etc. as required. (But without MCB/RCCB/Isolator) | item99 | [52 empty] | 1.02 | Construction of chamber for 100mm sluice plates | item2 | 213 | Nos
24.1 | 8-way , Double door | item100 | 5 | Nos. | 1543.18 |  |  | Excess(+) | 1 | Full Conversion | INR | [40 empty] | #VALUE! | #VALUE! | #VALUE! | 2 | Construction of chamber for 100mm sluices valve | item3 | 10 | Nos
24.2 | 12-way , Double door | item101 | 5 | Nos. | 1800.09 |  |  | Excess(+) | 1 | Full Conversion | INR | [40 empty] | #VALUE! | #VALUE! | #VALUE! | 3 | Supplying, Conveying and fixing spls. Including ea | item4 | 10 | Nos
24.3 | 16-way , Double door | item102 | 5 | Nos. | 2150.81 |  |  | Excess(+) | 1 | Full Conversion | INR | [40 empty] | #VALUE! | #VALUE! | #VALUE! | 1.01 | Supplying, Conveying and fixing spls. Including eart | item1 | 123.223 | Nos
25 | Supplying and fixing of following ways surface/ recess mounting, vertical type, 415 V, TPN MCB distribution board of sheet steel, dust protected, duly powder painted, inclusive of 200 A, tinned copper bus bar, common neutral link, earth bar, din bar for mounting MCBs (but without MCBs and incomer) as required. (Note : Vertical type MCB TPDB is normally used where 3 phase outlets are required.) and should have provision for MCCB as incomer. | item103 | [52 empty] | 1.02 | Construction of chamber for 100mm sluice plates | item2 | 213 | Nos
25.01 | 4-way (4 + 12), Double door | item104 | 5 | Nos. | 4954.84 |  |  | Excess(+) | 1 | Full Conversion | INR | [40 empty] | #VALUE! | #VALUE! | #VALUE! | 2 | Construction of chamber for 100mm sluices valve | item3 | 10 | Nos
25.02 | 8-way (4 + 24), Double door | item105 | 5 | Nos. | 6790 |  |  | Excess(+) | 1 | Full Conversion | INR | [40 empty] | #VALUE! | #VALUE! | #VALUE! | 3 | Supplying, Conveying and fixing spls. Including ea | item4 | 10 | Nos
25.03 | 12-way (4 + 36), Double door | item106 | 5 | Nos. | 8617.27 |  |  | Excess(+) | 1 | Full Conversion | INR | [40 empty] | #VALUE! | #VALUE! | #VALUE! | 1.01 | Supplying, Conveying and fixing spls. Including eart | item1 | 123.223 | Nos
26 | Supplying and fixing 5 amps to 32 amps rating, 240 volts, 'C' series, MCB suitable for inductive load of following poles in the existing MCB DB complete with connections, testing and commissioning etc. as reqd. | item107 | [52 empty] | 1.02 | Construction of chamber for 100mm sluice plates | item2 | 213 | Nos
26.1 | Single Pole | item108 | 10 | Nos. | 174.48 |  |  | Excess(+) | 1 | Full Conversion | INR | [40 empty] | #VALUE! | #VALUE! | #VALUE! | 2 | Construction of chamber for 100mm sluices valve | item3 | 10 | Nos
26.2 | Single Pole & Neutral | item109 | 5 | Nos. | 476.98 |  |  | Excess(+) | 1 | Full Conversion | INR | [40 empty] | #VALUE! | #VALUE! | #VALUE! | 3 | Supplying, Conveying and fixing spls. Including ea | item4 | 10 | Nos
26.3 | Triple Pole | item110 | 5 | Nos. | 724.24 |  |  | Excess(+) | 1 | Full Conversion | INR | [40 empty] | #VALUE! | #VALUE! | #VALUE! | 1.01 | Supplying, Conveying and fixing spls. Including eart | item1 | 123.223 | Nos
26.4 | Triple pole & Neutral | item111 | 5 | Nos. | 957.47 |  |  | Excess(+) | 1 | Full Conversion | INR | [40 empty] | #VALUE! | #VALUE! | #VALUE! | 1.02 | Construction of chamber for 100mm sluice plates | item2 | 213 | Nos
27 | Supplying and fixing single pole blanking plates in existing MCB DB complete etc. as required. | item112 | 5 | Nos. | 7.01 |  |  | Excess(+) | 1 | Full Conversion | INR | [40 empty] | #VALUE! | #VALUE! | #VALUE! | 1.01 | Supplying, Conveying and fixing spls. Including eart | item1 | 123.223 | Nos
28 | Supplying and fixing following rating double pole (single phase & neutral) 240 volts RCCB (ELCB), having sensivity current up to 300 mA in the existing MCB DB complete with connection,testing & commissioning etc as reqd. | item113 | [52 empty] | 1.02 | Construction of chamber for 100mm sluice plates | item2 | 213 | Nos
28.1 | 25 Amp | item114 | 5 | Nos. | 1689.61 |  |  | Excess(+) | 1 | Full Conversion | INR | [40 empty] | #VALUE! | #VALUE! | #VALUE! | 2 | Construction of chamber for 100mm sluices valve | item3 | 10 | Nos
28.2 | 40 Amp | item115 | 5 | Nos. | 1837.91 |  |  | Excess(+) | 1 | Full Conversion | INR | [40 empty] | #VALUE! | #VALUE! | #VALUE! | 3 | Supplying, Conveying and fixing spls. Including ea | item4 | 10 | Nos
28.3 | 63 Amp | item116 | 5 | Nos. | 2314.77 |  |  | Excess(+) | 1 | Full Conversion | INR | [40 empty] | #VALUE! | #VALUE! | #VALUE! | 4 | Construction of chamber for 100mm sluice plates | item5 | 10 | Nos
29 | Supplying and fixing DP sheet steel enclosure on surface/ recess along with 25/32 A 240 V "C" curve DP MCB complete with connections, testing and commissioning etc. as required. | item117 | 5 | Nos. | 743.53 |  |  | Excess(+) | 1 | Full Conversion | INR | [40 empty] | #VALUE! | #VALUE! | #VALUE! | 1.02 | Construction of chamber for 100mm sluice plates | item2 | 213 | Nos
30 | Supplying and fixing TP sheet steel enclosure on surface/ recess along with 16/25/32 A 415 V "C" curve TP MCB complete with connections, testing and commissioning etc. as required. | item118 | 5 | Nos. | 1004.82 |  |  | Excess(+) | 1 | Full Conversion | INR | [40 empty] | #VALUE! | #VALUE! | #VALUE! | 2 | Construction of chamber for 100mm sluices valve | item3 | 10 | Nos
31 | Supplying and fixing 20 amps, 240 volts, SPN industrial type, socket outlet, with 2 pole and earth metal enclosed plug top along with 20 amps ' C ' series SP, MCB, in the sheet steel enclosure, on surface or in recess, with chained metal cover for the socket outlet and complete with connections, testing and commissioning etc. as required. | item119 | 5 | Nos. | 1080.23 |  |  | Excess(+) | 1 | Full Conversion | INR | [40 empty] | #VALUE! | #VALUE! | #VALUE! | 3 | Supplying, Conveying and fixing spls. Including ea | item4 | 10 | Nos
32 | Earthing with G.I earth pipe 4.5 mtr long. 40 mm dia incluuding acessories, and providing masonary enclosure with cover plate having locking arrangement and watering pipe etc. with charcoal and salt as required. | item120 | 5 | Set | 4654.1 |  |  | Excess(+) | 1 | Full Conversion | INR | [40 empty] | #VALUE! | #VALUE! | #VALUE! | 1.01 | Supplying, Conveying and fixing spls. Including eart | item1 | 123.223 | Nos
33 | Earthing with G.I. earth plate 600 mm X 600 mm X 6 mm thick including accessories, and providing masonary enclosure with cover plate having locking arrangement and watering pipe etc. with charcoal/ coke and salt as required. | item121 | 5 | Nos. | 5450.24 |  |  | Excess(+) | 1 | Full Conversion | INR | [40 empty] | #VALUE! | #VALUE! | #VALUE! | 1.02 | Construction of chamber for 100mm sluice plates | item2 | 213 | Nos
34 | Providing and fixing 25 mm x 5 mm GI strip in 40 mm dia GI pipe from earth electrode with GI nut , bolt,spring washer excavation and refilling etc. as reqd. | item122 | 5 | Mtr | 423.5 |  |  | Excess(+) | 1 | Full Conversion | INR | [40 empty] | #VALUE! | #VALUE! | #VALUE! | 2 | Construction of chamber for 100mm sluices valve | item3 | 10 | Nos
35 | Providing and laying earth connection from earth electrode with 4.00 mm dia copper wire in 15 mm dia G.I. pipe from earth electrode including connection with copper thimble excavation and re-filling as required | item123 | 5 | Mtr | 225.34 |  |  | Excess(+) | 1 | Full Conversion | INR | [40 empty] | #VALUE! | #VALUE! | #VALUE! | 3 | Supplying, Conveying and fixing spls. Including ea | item4 | 10 | Nos
36 | Providing & fixing GI earth strip of size 25mm x 5mm in ground / surface / existing pipe as per specification. | item124 | 5 | Mtr | 180.62 |  |  | Excess(+) | 1 | Full Conversion | INR | [40 empty] | #VALUE! | #VALUE! | #VALUE! | 1.01 | Supplying, Conveying and fixing spls. Including eart | item1 | 123.223 | Nos
37 | Providing & fixing 6 SWG dia GI wire on surface or in recess for loop earthing as reqd. | item125 | 5 | Mtr. | 49.98 |  |  | Excess(+) | 1 | Full Conversion | INR | [40 empty] | #VALUE! | #VALUE! | #VALUE! | 1.02 | Construction of chamber for 100mm sluice plates | item2 | 213 | Nos
38 | Laying of one no. PVC insulated, PVC sheathed / XLPE power cable of 1.1kV grade of size not exceeding 35 sq.mm. | item126 | [52 empty] | 2 | Construction of chamber for 100mm sluices valve | item3 | 10 | Nos
39 | direct in ground I/c excavation, sand cushioning, protective covering and refilling the trench etc. as reqd. | item127 | 5 | Mtr. | 283.21 |  |  | Excess(+) | 1 | Full Conversion | INR | [40 empty] | #VALUE! | #VALUE! | #VALUE! | 3 | Supplying, Conveying and fixing spls. Including ea | item4 | 10 | Nos
39.1 | In pipe | item128 | 5 | Mtr. | 27.18 |  |  | Excess(+) | 1 | Full Conversion | INR | [40 empty] | #VALUE! | #VALUE! | #VALUE! | 1.01 | Supplying, Conveying and fixing spls. Including eart | item1 | 123.223 | Nos
39.2 | In open duct | item129 | 5 | Mtr. | 20.17 |  |  | Excess(+) | 1 | Full Conversion | INR | [40 empty] | #VALUE! | #VALUE! | #VALUE! | 1.02 | Construction of chamber for 100mm sluice plates | item2 | 213 | Nos
39.3 | On surface with MS clamp | item130 | 5 | Mtr. | 34.2 |  |  | Excess(+) | 1 | Full Conversion | INR | [40 empty] | #VALUE! | #VALUE! | #VALUE! | 2 | Construction of chamber for 100mm sluices valve | item3 | 10 | Nos
40 | Laying of one no. PVC insulated, PVC sheathed / XLPE power cable of 1.1kV grade of size exceeding 35 sq.mm. but not exceeding 95 sq.mm. | item131 | [52 empty] | 3 | Supplying, Conveying and fixing spls. Including ea | item4 | 10 | Nos
40.1 | Direct in ground I/c excavation, sand cushioning, protective covering and refilling the trench etc. as reqd. | item132 | 5 | Mtr. | 296.36 |  |  | Excess(+) | 1 | Full Conversion | INR | [40 empty] | #VALUE! | #VALUE! | #VALUE! | 4 | Construction of chamber for 100mm sluice plates | item5 | 10 | Nos
40.2 | In pipe | item133 | 5 | Mtr. | 41.21 |  |  | Excess(+) | 1 | Full Conversion | INR | [40 empty] | #VALUE! | #VALUE! | #VALUE! | 1.02 | Construction of chamber for 100mm sluice plates | item2 | 213 | Nos
40.3 | In open duct | item134 | 5 | Mtr. | 33.32 |  |  | Excess(+) | 1 | Full Conversion | INR | [40 empty] | #VALUE! | #VALUE! | #VALUE! | 2 | Construction of chamber for 100mm sluices valve | item3 | 10 | Nos
40.4 | On surface with MS clamp | item135 | 5 | Mtr. | 91.19 |  |  | Excess(+) | 1 | Full Conversion | INR | [40 empty] | #VALUE! | #VALUE! | #VALUE! | 3 | Supplying, Conveying and fixing spls. Including ea | item4 | 10 | Nos
41 | Supplying and making indoor end termination with brass compression gland, aluminum lugs for following size of PVC insulated & PVC sheathed/XLPE aluminum cable of 1.1kV grade as reqd. | item136 | [52 empty] | 1.01 | Supplying, Conveying and fixing spls. Including eart | item1 | 123.223 | Nos
41.1 | 2x6 sq.mm. | item137 | 5 | Nos. | 173.61 |  |  | Excess(+) | 1 | Full Conversion | INR | [40 empty] | #VALUE! | #VALUE! | #VALUE! | 1.02 | Construction of chamber for 100mm sluice plates | item2 | 213 | Nos
41.2 | 2x10 sq.mm. | item138 | 5 | Nos. | 173.61 |  |  | Excess(+) | 1 | Full Conversion | INR | [40 empty] | #VALUE! | #VALUE! | #VALUE! | 2 | Construction of chamber for 100mm sluices valve | item3 | 10 | Nos
41.3 | 2x16 sq.mm. | item139 | 5 | Nos. | 185.88 |  |  | Excess(+) | 1 | Full Conversion | INR | [40 empty] | #VALUE! | #VALUE! | #VALUE! | 3 | Supplying, Conveying and fixing spls. Including ea | item4 | 10 | Nos
41.4 | 2x25 sq.mm. | item140 | 5 | Nos. | 185.88 |  |  | Excess(+) | 1 | Full Conversion | INR | [40 empty] | #VALUE! | #VALUE! | #VALUE! | 1.01 | Supplying, Conveying and fixing spls. Including eart | item1 | 123.223 | Nos
41.5 | 3½x25 sq.mm. | item141 | 5 | Nos. | 219.2 |  |  | Excess(+) | 1 | Full Conversion | INR | [40 empty] | #VALUE! | #VALUE! | #VALUE! | 1.02 | Construction of chamber for 100mm sluice plates | item2 | 213 | Nos
41.6 | 3½x35 sq.mm. | item142 | 5 | Nos. | 264.04 |  |  | Excess(+) | 1 | Full Conversion | INR | [40 empty] | #VALUE! | #VALUE! | #VALUE! | 2 | Construction of chamber for 100mm sluices valve | item3 | 10 | Nos
41.7 | 3½x 50 sq.mm. | item143 | 5 | Nos. | 288.47 |  |  | Excess(+) | 1 | Full Conversion | INR | [40 empty] | #VALUE! | #VALUE! | #VALUE! | 3 | Supplying, Conveying and fixing spls. Including ea | item4 | 10 | Nos
41.8 | 4x16 sq.mm. | item144 | 5 | Nos. | 219.2 |  |  | Excess(+) | 1 | Full Conversion | INR | [40 empty] | #VALUE! | #VALUE! | #VALUE! | 1.01 | Supplying, Conveying and fixing spls. Including eart | item1 | 123.223 | Nos
42 | Supplying and making straight through joint with heat shrinkable kit including ferrules and other jointing materials for following size of PVC insulated and PVC sheathed / XLPE aluminium conductor cable of 1.1 kV grade as required. | item145 | [52 empty] | 1.02 | Construction of chamber for 100mm sluice plates | item2 | 213 | Nos
42.1 | 2x16 sq.mm. | item146 | 5 | Nos. | 1543.18 |  |  | Excess(+) | 1 | Full Conversion | INR | [40 empty] | #VALUE! | #VALUE! | #VALUE! | 2 | Construction of chamber for 100mm sluices valve | item3 | 10 | Nos
42.2 | 2x25 sq.mm. | item147 | 5 | Nos. | 1543.18 |  |  | Excess(+) | 1 | Full Conversion | INR | [40 empty] | #VALUE! | #VALUE! | #VALUE! | 3 | Supplying, Conveying and fixing spls. Including ea | item4 | 10 | Nos
42.3 | 3½x25 sq.mm. | item148 | 5 | Nos. | 1743.1 |  |  | Excess(+) | 1 | Full Conversion | INR | [40 empty] | #VALUE! | #VALUE! | #VALUE! | 4 | Construction of chamber for 100mm sluice plates | item5 | 10 | Nos
42.4 | 3½x35 sq.mm. | item149 | 5 | Nos. | 1743.1 |  |  | Excess(+) | 1 | Full Conversion | INR | [40 empty] | #VALUE! | #VALUE! | #VALUE! | 1.02 | Construction of chamber for 100mm sluice plates | item2 | 213 | Nos
42.5 | 3½x 50 sq.mm. | item150 | 5 | Nos. | 2014.91 |  |  | Excess(+) | 1 | Full Conversion | INR | [40 empty] | #VALUE! | #VALUE! | #VALUE! | 2 | Construction of chamber for 100mm sluices valve | item3 | 10 | Nos
42.6 | 4x16 sq.mm. | item151 | 5 | Nos. | 1543.18 |  |  | Excess(+) | 1 | Full Conversion | INR | [40 empty] | #VALUE! | #VALUE! | #VALUE! | 3 | Supplying, Conveying and fixing spls. Including ea | item4 | 10 | Nos
43 | Providing, laying and fixing following dia G.I. pipe (medium class) with all accessories, cutting and filling chase on wall/floor for cavle entry including the cost of sesling at both the ends complete as required. | item152 | [52 empty] | 1.01 | Supplying, Conveying and fixing spls. Including eart | item1 | 123.223 | Nos
43.1 | 40 mm dia | item153 | 5 | Mtr. | 322.67 |  |  | Excess(+) | 1 | Full Conversion | INR | [40 empty] | #VALUE! | #VALUE! | #VALUE! | 1.02 | Construction of chamber for 100mm sluice plates | item2 | 213 | Nos
44 | Excavation for foundation in soft soil including dressing of sides and ramming of bottoms, lift upto 1.5 m including getting out the excavated soil and disposal of surplus excavated soil as directed, within a lead of 50 metres. | item154 | 5 | Cum | 289.35 |  |  | Excess(+) | 1 | Full Conversion | INR | [40 empty] | #VALUE! | #VALUE! | #VALUE! | 2 | Construction of chamber for 100mm sluices valve | item3 | 10 | Nos
45 | Providing brick work (in width 225 mm or more) with F.P.S. bricks of class designation 7.5 in cement mortar 1:4 (1 cement : 4 coarse sand) at all levels. | item155 | 5 | Cum | 5578.26 |  |  | Excess(+) | 1 | Full Conversion | INR | [40 empty] | #VALUE! | #VALUE! | #VALUE! | 3 | Supplying, Conveying and fixing spls. Including ea | item4 | 10 | Nos
46 | Providing 15mm thick cement plaster of mix 1:4 (1 cement : 4 fine sand) at all levels. | item156 | 5 | sqm | 268.3 |  |  | Excess(+) | 1 | Full Conversion | INR | [40 empty] | #VALUE! | #VALUE! | #VALUE! | 1.01 | Supplying, Conveying and fixing spls. Including eart | item1 | 123.223 | Nos
47 | Providing, laying and fixing following dia G.I. pipe (medium class) in ground complete with G.I. fittings including trenching (75 cm deep)and re-filling etc as required | item157 | [52 empty] | 1.02 | Construction of chamber for 100mm sluice plates | item2 | 213 | Nos
47.1 | 50 mm | item158 | 5 | Mtr. | 469.97 |  |  | Excess(+) | 1 | Full Conversion | INR | [40 empty] | #VALUE! | #VALUE! | #VALUE! | 2 | Construction of chamber for 100mm sluices valve | item3 | 10 | Nos
47.2 | 80 mm | item159 | 5 | Mtr. | 704.08 |  |  | Excess(+) | 1 | Full Conversion | INR | [40 empty] | #VALUE! | #VALUE! | #VALUE! | 3 | Supplying, Conveying and fixing spls. Including ea | item4 | 10 | Nos
48 | Providing and fixing M.S. fan clamp type I or II of 16 mm dia M.S. bar,bent to shape with hooked ends in R.C.C. slabs or beams during laying,including painting the exposed portion of loop,all as per standard design complete. | item160 | 5 | Nos. | 150.07 |  |  | Excess(+) | 1 | Full Conversion | INR | [40 empty] | #VALUE! | #VALUE! | #VALUE! | 1.01 | Supplying, Conveying and fixing spls. Including eart | item1 | 123.223 | Nos
49 | Supplying and fixing following piano type switch /socket on existing switch box/cover I/c connection etc as reqd. | item161 | [52 empty] | 1.02 | Construction of chamber for 100mm sluice plates | item2 | 213 | Nos
49.1 | Fan regulator socket type rotary/dimmer | item162 | 5 | Nos. | 281.46 |  |  | Excess(+) | 1 | Full Conversion | INR | [40 empty] | #VALUE! | #VALUE! | #VALUE! | 2 | Construction of chamber for 100mm sluices valve | item3 | 10 | Nos
49.2 | Fan regulator dimmer type 650 W | item163 | 5 | Nos. | 345.46 |  |  | Excess(+) | 1 | Full Conversion | INR | [40 empty] | #VALUE! | #VALUE! | #VALUE! | 3 | Supplying, Conveying and fixing spls. Including ea | item4 | 10 | Nos
50 | Supply and drawing PVC insulated 3 core round cable 1.5 sq.mm. for connection of equipments / exhaust fan & other work as reqd. | item164 | 5 | Mtr. | 72.78 |  |  | Excess(+) | 1 | Full Conversion | INR | [40 empty] | #VALUE! | #VALUE! | #VALUE! | 4 | Construction of chamber for 100mm sluice plates | item5 | 10 | Nos
51 | Drawing of optical cable enhanced cat 5/cat 6/telephone/ networking /power cable in existing steel conduit pipe/GI /HDPE pipe including numbering of networking wire from room to rack as reqd. | item165 | 10 | Mtr. | 16.66 |  |  | Excess(+) | 1 | Full Conversion | INR | [40 empty] | #VALUE! | #VALUE! | #VALUE! | 1.02 | Construction of chamber for 100mm sluice plates | item2 | 213 | Nos
52 | Supplying & drawing following sizes of FRLS PVC insulated copper conductor, single core cable in the existing surface / recessed steel / PVC conduit as reqd. | item166 | [52 empty] | 2 | Construction of chamber for 100mm sluices valve | item3 | 10 | Nos
52.1 | 2 x 10 Sq.mm.. | item167 | 5 | Mtr. | 230.6 |  |  | Excess(+) | 1 | Full Conversion | INR | [40 empty] | #VALUE! | #VALUE! | #VALUE! | 3 | Supplying, Conveying and fixing spls. Including ea | item4 | 10 | Nos
52.2 | 3 x 10 Sq.mm.. | item168 | 5 | Mtr. | 329.68 |  |  | Excess(+) | 1 | Full Conversion | INR | [40 empty] | #VALUE! | #VALUE! | #VALUE! | 1.01 | Supplying, Conveying and fixing spls. Including eart | item1 | 123.223 | Nos
52.3 | 2 x 16 Sq.mm.. | item169 | 5 | Mtr. | 341.08 |  |  | Excess(+) | 1 | Full Conversion | INR | [40 empty] | #VALUE! | #VALUE! | #VALUE! | 1.02 | Construction of chamber for 100mm sluice plates | item2 | 213 | Nos
52.4 | 3 x 16 Sq.mm.. | item170 | 5 | Mtr. | 495.4 |  |  | Excess(+) | 1 | Full Conversion | INR | [40 empty] | #VALUE! | #VALUE! | #VALUE! | 2 | Construction of chamber for 100mm sluices valve | item3 | 10 | Nos
53 | Wiring for light point/ fan point/ exhaust fan point/ call bell point with 1.5 sq.mm FRLS PVC insulated copper conductor single core cable in PVC casing & capping, without switch,switch box etc. and earthing the point with 1.5 sq.mm. FRLS PVC insulated copper conductor single core cable etc as required. | item171 | [52 empty] | 3 | Supplying, Conveying and fixing spls. Including ea | item4 | 10 | Nos
53.1 | Group A | item172 | 5 | Points | 656.73 |  |  | Excess(+) | 1 | Full Conversion | INR | [40 empty] | #VALUE! | #VALUE! | #VALUE! | 1.01 | Supplying, Conveying and fixing spls. Including eart | item1 | 123.223 | Nos
53.2 | Group B | item173 | 5 | Points | 716.35 |  |  | Excess(+) | 1 | Full Conversion | INR | [40 empty] | #VALUE! | #VALUE! | #VALUE! | 1.02 | Construction of chamber for 100mm sluice plates | item2 | 213 | Nos
54 | Providing and fixing following sizes of PVC casing and capping on surface as reqd. | item174 | [52 empty] | 2 | Construction of chamber for 100mm sluices valve | item3 | 10 | Nos
54.1 | 20 x 12 mm | item175 | 30 | Mtr. | 58.75 |  |  | Excess(+) | 1 | Full Conversion | INR | [40 empty] | #VALUE! | #VALUE! | #VALUE! | 3 | Supplying, Conveying and fixing spls. Including ea | item4 | 10 | Nos
54.2 | 25 x 16 mm | item176 | 30 | Mtr. | 63.13 |  |  | Excess(+) | 1 | Full Conversion | INR | [40 empty] | #VALUE! | #VALUE! | #VALUE! | 1.01 | Supplying, Conveying and fixing spls. Including eart | item1 | 123.223 | Nos
54.3 | 32x 16 mm | item177 | 15 | Mtr. | 68.39 |  |  | Excess(+) | 1 | Full Conversion | INR | [40 empty] | #VALUE! | #VALUE! | #VALUE! | 1.02 | Construction of chamber for 100mm sluice plates | item2 | 213 | Nos
54.4 | 38 x 16 mm | item178 | 5 | Mtr. | 91.19 |  |  | Excess(+) | 1 | Full Conversion | INR | [40 empty] | #VALUE! | #VALUE! | #VALUE! | 2 | Construction of chamber for 100mm sluices valve | item3 | 10 | Nos
55 | Providing and fixing casing and capping in place of defective and dameged wood batten including dismentling of betten and wire & relaying of wires as required complet. | item179 | [52 empty] | 3 | Supplying, Conveying and fixing spls. Including ea | item4 | 10 | Nos
55.1 | 20 x 12 mm | item180 | 25 | Mtr. | 100.83 |  |  | Excess(+) | 1 | Full Conversion | INR | [40 empty] | #VALUE! | #VALUE! | #VALUE! | 4 | Construction of chamber for 100mm sluice plates | item5 | 10 | Nos
55.2 | 25 x 16 mm | item181 | 25 | Mtr. | 106.09 |  |  | Excess(+) | 1 | Full Conversion | INR | [40 empty] | #VALUE! | #VALUE! | #VALUE! | 1.02 | Construction of chamber for 100mm sluice plates | item2 | 213 | Nos
55.3 | 32x 16 mm | item182 | 15 | Mtr. | 110.48 |  |  | Excess(+) | 1 | Full Conversion | INR | [40 empty] | #VALUE! | #VALUE! | #VALUE! | 2 | Construction of chamber for 100mm sluices valve | item3 | 10 | Nos
55.4 | 38 x 16 mm | item183 | 5 | Mtr. | 133.27 |  |  | Excess(+) | 1 | Full Conversion | INR | [40 empty] | #VALUE! | #VALUE! | #VALUE! | 3 | Supplying, Conveying and fixing spls. Including ea | item4 | 10 | Nos
56 | Dismantling the old conduit pipe/wood batten of all sizes from surface/recessed & making good the damages I/c filling the holes of the surface etc as reqd. | item184 | 5 | Mtr. | 49.1 |  |  | Excess(+) | 1 | Full Conversion | INR | [40 empty] | #VALUE! | #VALUE! | #VALUE! | 1.01 | Supplying, Conveying and fixing spls. Including eart | item1 | 123.223 | Nos
57 | Fixing 20/25mm conduit pipe on surface with clamp/in recessed only conduit pipe supplied by department.(Free of cost) | item185 | 5 | Mtr | 86.8 |  |  | Excess(+) | 1 | Full Conversion | INR | [40 empty] | #VALUE! | #VALUE! | #VALUE! | 1.02 | Construction of chamber for 100mm sluice plates | item2 | 213 | Nos
58 | Supplying and fixing wooden board of following sizes on surface or in recessed with suitable size of phenolic laminated sheet cover in the front etc as reqd. | item186 | [52 empty] | 2 | Construction of chamber for 100mm sluices valve | item3 | 10 | Nos
58.1 | 100 mm x 100 mm | item187 | 25 | Nos. | 130.64 |  |  | Excess(+) | 1 | Full Conversion | INR | [40 empty] | #VALUE! | #VALUE! | #VALUE! | 3 | Supplying, Conveying and fixing spls. Including ea | item4 | 10 | Nos
58.2 | 175 mm x 100 mm | item188 | 20 | Nos. | 144.67 |  |  | Excess(+) | 1 | Full Conversion | INR | [40 empty] | #VALUE! | #VALUE! | #VALUE! | 1.01 | Supplying, Conveying and fixing spls. Including eart | item1 | 123.223 | Nos
58.3 | 200 mm x 150 mm | item189 | 15 | Nos. | 198.16 |  |  | Excess(+) | 1 | Full Conversion | INR | [40 empty] | #VALUE! | #VALUE! | #VALUE! | 1.02 | Construction of chamber for 100mm sluice plates | item2 | 213 | Nos
58.4 | 200 mm x 250 mm | item190 | 5 | Nos. | 252.52 |  |  | Excess(+) | 1 | Full Conversion | INR | [40 empty] | #VALUE! | #VALUE! | #VALUE! | 2 | Construction of chamber for 100mm sluices valve | item3 | 10 | Nos
58.5 | 200 mm x 300 mm | item191 | 5 | Nos. | 291.98 |  |  | Excess(+) | 1 | Full Conversion | INR | [40 empty] | #VALUE! | #VALUE! | #VALUE! | 3 | Supplying, Conveying and fixing spls. Including ea | item4 | 10 | Nos
59 | Dismantling damaged DB/TPN Switches/ loose wire boxes along with all accessories and depositing the same in the store as reqd. | item192 | 5 | Nos. | 319.16 |  |  | Excess(+) | 1 | Full Conversion | INR | [40 empty] | #VALUE! | #VALUE! | #VALUE! | 1.01 | Supplying, Conveying and fixing spls. Including eart | item1 | 123.223 | Nos
60 | Dismantling and refixing of M.S./PVC box of up to 250 x 300 x100 on surface recessed as required. including painting with enamel paint as reqd | item193 | 5 | Nos. | 387.55 |  |  | Excess(+) | 1 | Full Conversion | INR | [40 empty] | #VALUE! | #VALUE! | #VALUE! | 1.02 | Construction of chamber for 100mm sluice plates | item2 | 213 | Nos
61 | Fixing MS Box upto 250 x 300 x100 mm including pole fuse box and painting. with enamel paint as reqd | item194 | 5 | Nos. | 248.14 |  |  | Excess(+) | 1 | Full Conversion | INR | [40 empty] | #VALUE! | #VALUE! | #VALUE! | 2 | Construction of chamber for 100mm sluices valve | item3 | 10 | Nos
62 | Supplying and fixing 40 amp to 63 amp rating 240 volts 'C' curve 10 kA MCB of following pole in the existing MCB DB complete with connection, testing & commissioning etc as reqd. | item195 | [52 empty] | 3 | Supplying, Conveying and fixing spls. Including ea | item4 | 10 | Nos
62.1 | Single Pole | item196 | 5 | Nos. | 526.96 |  |  | Excess(+) | 1 | Full Conversion | INR | [40 empty] | #VALUE! | #VALUE! | #VALUE! | 4 | Construction of chamber for 100mm sluice plates | item5 | 10 | Nos
62.2 | Double pole | item197 | 5 | Nos. | 1102.15 |  |  | Excess(+) | 1 | Full Conversion | INR | [40 empty] | #VALUE! | #VALUE! | #VALUE! | 1.02 | Construction of chamber for 100mm sluice plates | item2 | 213 | Nos
62.3 | Triple Pole | item198 | 5 | Nos. | 1637.88 |  |  | Excess(+) | 1 | Full Conversion | INR | [40 empty] | #VALUE! | #VALUE! | #VALUE! | 2 | Construction of chamber for 100mm sluices valve | item3 | 10 | Nos
62.4 | Four Pole | item199 | 5 | Nos | 2103.46 |  |  | Excess(+) | 1 | Full Conversion | INR | [40 empty] | #VALUE! | #VALUE! | #VALUE! | 3 | Supplying, Conveying and fixing spls. Including ea | item4 | 10 | Nos
63 | Supply and fixing of 36 watt recess / surface mounting LED light fixture 600 X 600 mm with electronic driver, LED lamp, reflector, diffusser, MS Body/ housing holder etc. complete with all accessories as required. | item200 | 5 | Nos. | 3943.88 |  |  | Excess(+) | 1 | Full Conversion | INR | [40 empty] | #VALUE! | #VALUE! | #VALUE! | 1.01 | Supplying, Conveying and fixing spls. Including eart | item1 | 123.223 | Nos
64 | Supply, fixing, connecting, commissioning & testing of 40 watt LED Post top lantern light complete with all accessories including rag bolts with washer etc as reqd. | item201 | 5 | Nos. | 9540.55 |  |  | Excess(+) | 1 | Full Conversion | INR | [40 empty] | #VALUE! | #VALUE! | #VALUE! | 1.02 | Construction of chamber for 100mm sluice plates | item2 | 213 | Nos
65 | Supply and fixing of 18 watt recess / surface mounting LED light fixture 300 X 300 mm with electronic driver, LED lamp, reflector, diffusser, MS Body/ housing holder etc. complete with all accessories as required | item202 | 5 | Nos. | 2207.8 |  |  | Excess(+) | 1 | Full Conversion | INR | [40 empty] | #VALUE! | #VALUE! | #VALUE! | 2 | Construction of chamber for 100mm sluices valve | item3 | 10 | Nos
66 | Supply / fixing , testing & commissioning of 12W LED. Slim surface mounted round LED panel al. die cast body with premium diffuser to ensure glare free as required complete etc as reqd | item203 | 5 | Nos. | 1224.02 |  |  | Excess(+) | 1 | Full Conversion | INR | [40 empty] | #VALUE! | #VALUE! | #VALUE! | 3 | Supplying, Conveying and fixing spls. Including ea | item4 | 10 | Nos
67 | Supplying, fixing, connecting, commissioning and testing of the following luminaries light fixtures complete with all accessories and with lamp as required complete. | item204 | [52 empty] | 1.01 | Supplying, Conveying and fixing spls. Including eart | item1 | 123.223 | Nos
67.1 | LED tube light fitting (1 X 18 / 20 Watt. LED) surface mounting luminares | item205 | 5 | Nos. | 785.62 |  |  | Excess(+) | 1 | Full Conversion | INR | [40 empty] | #VALUE! | #VALUE! | #VALUE! | 1.02 | Construction of chamber for 100mm sluice plates | item2 | 213 | Nos
67.2 | LED tube light fitting (2 X 18 / 20 Watt. LED) surface mounting luminares | item206 | 5 | Nos | 1128.45 |  |  | Excess(+) | 1 | Full Conversion | INR | [40 empty] | #VALUE! | #VALUE! | #VALUE! | 2 | Construction of chamber for 100mm sluices valve | item3 | 10 | Nos
68 | 48 watt LED Street light make up of pressure die aluminium housing with high power LED as lighting source and lens embedded PC cover having top opening seperate driver compartment with IP 66 protection complete with all accessories including rag bolts with washer etc as reqd. | item207 | 5 | Nos. | 5012.08 |  |  | Excess(+) | 1 | Full Conversion | INR | [40 empty] | #VALUE! | #VALUE! | #VALUE! | 3 | Supplying, Conveying and fixing spls. Including ea | item4 | 10 | Nos
68.1 | LED bulkhead fixture 10 Watt | item208 | 5 | Nos | 1595.79 |  |  | Excess(+) | 1 | Full Conversion | INR | [40 empty] | #VALUE! | #VALUE! | #VALUE! | 1.01 | Supplying, Conveying and fixing spls. Including eart | item1 | 123.223 | Nos
69 | Supplying, fixing, connecting, commissioning and testing of the following luminaries light fixtures complete with all accessories and without lamp as required complete. | item209 | [52 empty] | 1.02 | Construction of chamber for 100mm sluice plates | item2 | 213 | Nos
69.1 | Drum light . | item210 | 5 | Nos. | 986.41 |  |  | Excess(+) | 1 | Full Conversion | INR | [40 empty] | #VALUE! | #VALUE! | #VALUE! | 1.01 | Supplying, Conveying and fixing spls. Including eart | item1 | 123.223 | Nos
69.2 | Wall bracket | item211 | 5 | Nos. | 1389.74 |  |  | Excess(+) | 1 | Full Conversion | INR | [40 empty] | #VALUE! | #VALUE! | #VALUE! | 1.02 | Construction of chamber for 100mm sluice plates | item2 | 213 | Nos
69.3 | Bulk head fitting suitable for 60W GLS lamp | item212 | 5 | Nos | 443.67 |  |  | Excess(+) | 1 | Full Conversion | INR | [40 empty] | #VALUE! | #VALUE! | #VALUE! | 2 | Construction of chamber for 100mm sluices valve | item3 | 10 | Nos
69.4 | Wall light stylo fitting 14W | item213 | 5 | Nos | 763.7 |  |  | Excess(+) | 1 | Full Conversion | INR | [40 empty] | #VALUE! | #VALUE! | #VALUE! | 3 | Supplying, Conveying and fixing spls. Including ea | item4 | 10 | Nos
70 | Repairing , cleaning, testing & commissioniong box /industiral type /decorative type fitting I/c replacement of all parts if reqd. | item214 | 5 | Nos | 81.54 |  |  | Excess(+) | 1 | Full Conversion | INR | [40 empty] | #VALUE! | #VALUE! | #VALUE! | 4 | Construction of chamber for 100mm sluice plates | item5 | 10 | Nos
71 | Providing and replacement of damaged internal wiring of fitting of any type with 1.5 sq.mm. PVC insulated copper single core wire i/c dismantling & refixing as reqd. | item215 | 5 | Mtr. | 274.44 |  |  | Excess(+) | 1 | Full Conversion | INR | [40 empty] | #VALUE! | #VALUE! | #VALUE! | 1.02 | Construction of chamber for 100mm sluice plates | item2 | 213 | Nos
72 | Supplying and fixing of 20 / 40 W 220 V starter for FL. Tube fitting as reqd. | item216 | 5 | Nos. | 60.5 |  |  | Excess(+) | 1 | Full Conversion | INR | [40 empty] | #VALUE! | #VALUE! | #VALUE! | 2 | Construction of chamber for 100mm sluices valve | item3 | 10 | Nos
73 | Supplying, fixing, connecting & commissioning 18W/28W/36W/40W electronics ballast , 240V Fl. lamp as reqd. | item217 | 5 | Nos. | 250.77 |  |  | Excess(+) | 1 | Full Conversion | INR | [40 empty] | #VALUE! | #VALUE! | #VALUE! | 3 | Supplying, Conveying and fixing spls. Including ea | item4 | 10 | Nos
74 | Supply and fixing and connecting & commissioning following CFL / lamps in existing fitting as reqd.(Make- Phillips) | item218 | [52 empty] | 1.01 | Supplying, Conveying and fixing spls. Including eart | item1 | 123.223 | Nos
74.1 | LED PL-L18 watt | item219 | 5 | Nos. | 508.55 |  |  | Excess(+) | 1 | Full Conversion | INR | [40 empty] | #VALUE! | #VALUE! | #VALUE! | 1.02 | Construction of chamber for 100mm sluice plates | item2 | 213 | Nos
74.2 | LED bulb 5W to 10 W | item220 | 5 | Nos. | 168.35 |  |  | Excess(+) | 1 | Full Conversion | INR | [40 empty] | #VALUE! | #VALUE! | #VALUE! | 2 | Construction of chamber for 100mm sluices valve | item3 | 10 | Nos
74.3 | LED bulb 15 W | item221 | 5 | Nos. | 304.25 |  |  | Excess(+) | 1 | Full Conversion | INR | [40 empty] | #VALUE! | #VALUE! | #VALUE! | 3 | Supplying, Conveying and fixing spls. Including ea | item4 | 10 | Nos
74.4 | 28 W / 36 W FL tube | item222 | 5 | Nos. | 66.64 |  |  | Excess(+) | 1 | Full Conversion | INR | [40 empty] | #VALUE! | #VALUE! | #VALUE! | 1.01 | Supplying, Conveying and fixing spls. Including eart | item1 | 123.223 | Nos
74.5 | LED tube light 18 / 20 Watt. | item223 | 5 | Nos. | 372.77 |  |  | Excess(+) | 1 | Full Conversion | INR | [40 empty] | #VALUE! | #VALUE! | #VALUE! | 1.02 | Construction of chamber for 100mm sluice plates | item2 | 213 | Nos
76 | Supplying, fixing, connecting & commissioning of holder for 9/11/ 18/20/28/36/40W FTL/PLS lamps | item224 | 5 | Each | 79.79 |  |  | Excess(+) | 1 | Full Conversion | INR | [40 empty] | #VALUE! | #VALUE! | #VALUE! | 2 | Construction of chamber for 100mm sluices valve | item3 | 10 | Nos
77 | Dismantling, disconnecting old damaged unserviceable fl fitting/ exhaust fan/ ceiling fan/ bulkhead fitting with bracket etc. as reqd. and depositing in sectional store. | item225 | 5 | Nos. | 79.79 |  |  | Excess(+) | 1 | Full Conversion | INR | [40 empty] | #VALUE! | #VALUE! | #VALUE! | 3 | Supplying, Conveying and fixing spls. Including ea | item4 | 10 | Nos
78 | Supplying and fixing Al tube / reducer terminals suitable for following size of conductor. | item226 | [52 empty] | 1.01 | Supplying, Conveying and fixing spls. Including eart | item1 | 123.223 | Nos
78.1 | 6 /10/16 Sq.mm. | item227 | 5 | Nos. | 18.41 |  |  | Excess(+) | 1 | Full Conversion | INR | [40 empty] | #VALUE! | #VALUE! | #VALUE! | 1.02 | Construction of chamber for 100mm sluice plates | item2 | 213 | Nos
78.2 | 25/35/50 Sq.mm. | item228 | 5 | Nos. | 20.17 |  |  | Excess(+) | 1 | Full Conversion | INR | [40 empty] | #VALUE! | #VALUE! | #VALUE! | 2 | Construction of chamber for 100mm sluices valve | item3 | 10 | Nos
79 | Dismantling & refixing brass compression type cable gland 25 sq.mm to 400 sq.mm. cable. | item229 | 5 | Nos. | 406.84 |  |  | Excess(+) | 1 | Full Conversion | INR | [40 empty] | #VALUE! | #VALUE! | #VALUE! | 3 | Supplying, Conveying and fixing spls. Including ea | item4 | 10 | Nos
80 | Supplying & Laying of one no. XLPE sheathed aluminum conductor steel armoured power cable of size 2 x 6 sq.mm. 1.1kV grade in following manners. | item230 | [52 empty] | 4 | Construction of chamber for 100mm sluice plates | item5 | 10 | Nos
80.1 | direct in ground I/c excavation, sand cushioning, protective covering and refilling the trench etc. as reqd. | item231 | 5 | Mtr. | 376.15 |  |  | Excess(+) | 1 | Full Conversion | INR | [40 empty] | #VALUE! | #VALUE! | #VALUE! | 1.02 | Construction of chamber for 100mm sluice plates | item2 | 213 | Nos
80.2 | In pipe | item232 | 5 | Mtr. | 98.2 |  |  | Excess(+) | 1 | Full Conversion | INR | [40 empty] | #VALUE! | #VALUE! | #VALUE! | 2 | Construction of chamber for 100mm sluices valve | item3 | 10 | Nos
80.3 | In open duct | item233 | 5 | Mtr. | 91.19 |  |  | Excess(+) | 1 | Full Conversion | INR | [40 empty] | #VALUE! | #VALUE! | #VALUE! | 3 | Supplying, Conveying and fixing spls. Including ea | item4 | 10 | Nos
80.4 | On surface with MS clamp | item234 | 5 | Mtr. | 105.22 |  |  | Excess(+) | 1 | Full Conversion | INR | [40 empty] | #VALUE! | #VALUE! | #VALUE! | 1.01 | Supplying, Conveying and fixing spls. Including eart | item1 | 123.223 | Nos
81 | Supplying & Laying of one no. XLPE sheathed aluminum conductor steel armoured power cable of size 2 x 10 sq.mm. 1.1kV grade in following manners. | item235 | [52 empty] | 1.02 | Construction of chamber for 100mm sluice plates | item2 | 213 | Nos
81.1 | direct in ground I/c excavation, sand cushioning, protective covering and refilling the trench etc. as reqd. | item236 | 5 | Mtr. | 391.06 |  |  | Excess(+) | 1 | Full Conversion | INR | [40 empty] | #VALUE! | #VALUE! | #VALUE! | 2 | Construction of chamber for 100mm sluices valve | item3 | 10 | Nos
81.2 | In pipe | item237 | 5 | Mtr. | 113.11 |  |  | Excess(+) | 1 | Full Conversion | INR | [40 empty] | #VALUE! | #VALUE! | #VALUE! | 3 | Supplying, Conveying and fixing spls. Including ea | item4 | 10 | Nos
81.3 | In open duct | item238 | 5 | Mtr. | 106.09 |  |  | Excess(+) | 1 | Full Conversion | INR | [40 empty] | #VALUE! | #VALUE! | #VALUE! | 1.01 | Supplying, Conveying and fixing spls. Including eart | item1 | 123.223 | Nos
81.4 | On surface with MS clamp | item239 | 5 | Mtr. | 120.12 |  |  | Excess(+) | 1 | Full Conversion | INR | [40 empty] | #VALUE! | #VALUE! | #VALUE! | 1.02 | Construction of chamber for 100mm sluice plates | item2 | 213 | Nos
82 | Supplying & Laying of one no. XLPE sheathed aluminum conductor steel armoured power cable of size 2 x 16 sq.mm. 1.1kV grade in following manners. | item240 | [52 empty] | 2 | Construction of chamber for 100mm sluices valve | item3 | 10 | Nos
82.1 | direct in ground I/c excavation, sand cushioning, protective covering and refilling the trench etc. as reqd. | item241 | 5 | Mtr. | 401.58 |  |  | Excess(+) | 1 | Full Conversion | INR | [40 empty] | #VALUE! | #VALUE! | #VALUE! | 3 | Supplying, Conveying and fixing spls. Including ea | item4 | 10 | Nos
82.2 | In pipe | item242 | 5 | Mtr. | 123.63 |  |  | Excess(+) | 1 | Full Conversion | INR | [40 empty] | #VALUE! | #VALUE! | #VALUE! | 1.01 | Supplying, Conveying and fixing spls. Including eart | item1 | 123.223 | Nos
82.3 | In open duct | item243 | 5 | Mtr. | 116.62 |  |  | Excess(+) | 1 | Full Conversion | INR | [40 empty] | #VALUE! | #VALUE! | #VALUE! | 1.02 | Construction of chamber for 100mm sluice plates | item2 | 213 | Nos
82.4 | On surface with MS clamp | item244 | 5 | Mtr. | 130.64 |  |  | Excess(+) | 1 | Full Conversion | INR | [40 empty] | #VALUE! | #VALUE! | #VALUE! | 2 | Construction of chamber for 100mm sluices valve | item3 | 10 | Nos
83 | Supplying & Laying of one no. XLPE sheathed aluminum conductor steel armoured power cable of size 2 x 25 sq.mm. 1.1kV grade in following manners. | item245 | [52 empty] | 3 | Supplying, Conveying and fixing spls. Including ea | item4 | 10 | Nos
83.1 | direct in ground I/c excavation, sand cushioning, protective covering and refilling the trench etc. as reqd. | item246 | 5 | Mtr. | 418.24 |  |  | Excess(+) | 1 | Full Conversion | INR | [40 empty] | #VALUE! | #VALUE! | #VALUE! | 4 | Construction of chamber for 100mm sluice plates | item5 | 10 | Nos
83.2 | In pipe | item247 | 5 | Mtr. | 140.29 |  |  | Excess(+) | 1 | Full Conversion | INR | [40 empty] | #VALUE! | #VALUE! | #VALUE! | 1.02 | Construction of chamber for 100mm sluice plates | item2 | 213 | Nos
83.3 | In open duct | item248 | 5 | Mtr. | 133.27 |  |  | Excess(+) | 1 | Full Conversion | INR | [40 empty] | #VALUE! | #VALUE! | #VALUE! | 2 | Construction of chamber for 100mm sluices valve | item3 | 10 | Nos
83.4 | On surface with MS clamp | item249 | 5 | Mtr. | 147.3 |  |  | Excess(+) | 1 | Full Conversion | INR | [40 empty] | #VALUE! | #VALUE! | #VALUE! | 3 | Supplying, Conveying and fixing spls. Including ea | item4 | 10 | Nos
84 | Supplying & Laying of one no. XLPE sheathed aluminium conductor steel armoured power cable of size 4x10 sqmm 1.1kV grade in following manners. | item250 | [52 empty] | 1.01 | Supplying, Conveying and fixing spls. Including eart | item1 | 123.223 | Nos
84.1 | Direct in ground I/c excavation, sand cushioning, protective covering and refilling the trench etc. as reqd. | item251 | 5 | Mtr. | 414.73 |  |  | Excess(+) | 1 | Full Conversion | INR | [40 empty] | #VALUE! | #VALUE! | #VALUE! | 1.02 | Construction of chamber for 100mm sluice plates | item2 | 213 | Nos
84.2 | In pipe | item252 | 5 | Mtr. | 136.78 |  |  | Excess(+) | 1 | Full Conversion | INR | [40 empty] | #VALUE! | #VALUE! | #VALUE! | 2 | Construction of chamber for 100mm sluices valve | item3 | 10 | Nos
84.3 | In open duct | item253 | 5 | Mtr. | 129.77 |  |  | Excess(+) | 1 | Full Conversion | INR | [40 empty] | #VALUE! | #VALUE! | #VALUE! | 3 | Supplying, Conveying and fixing spls. Including ea | item4 | 10 | Nos
84.4 | On surface with MS clamp | item254 | 5 | Mtr. | 143.8 |  |  | Excess(+) | 1 | Full Conversion | INR | [40 empty] | #VALUE! | #VALUE! | #VALUE! | 1.01 | Supplying, Conveying and fixing spls. Including eart | item1 | 123.223 | Nos
85 | Supplying & Laying of one no. XLPE sheathed aluminum conductor steel armoured power cable of size 4x16 sq.mm. 1.1kV grade in following manners. | item255 | [52 empty] | 1.02 | Construction of chamber for 100mm sluice plates | item2 | 213 | Nos
85.1 | direct in ground I/c excavation, sand cushioning, protective covering and refilling the trench etc. as reqd. | item256 | 5 | Mtr. | 434.9 |  |  | Excess(+) | 1 | Full Conversion | INR | [40 empty] | #VALUE! | #VALUE! | #VALUE! | 2 | Construction of chamber for 100mm sluices valve | item3 | 10 | Nos
85.2 | In pipe | item257 | 5 | Mtr. | 156.95 |  |  | Excess(+) | 1 | Full Conversion | INR | [40 empty] | #VALUE! | #VALUE! | #VALUE! | 3 | Supplying, Conveying and fixing spls. Including ea | item4 | 10 | Nos
85.3 | In open duct | item258 | 5 | Mtr. | 149.93 |  |  | Excess(+) | 1 | Full Conversion | INR | [40 empty] | #VALUE! | #VALUE! | #VALUE! | 1.01 | Supplying, Conveying and fixing spls. Including eart | item1 | 123.223 | Nos
85.4 | On surface with MS clamp | item259 | 5 | Mtr. | 163.96 |  |  | Excess(+) | 1 | Full Conversion | INR | [40 empty] | #VALUE! | #VALUE! | #VALUE! | 1.02 | Construction of chamber for 100mm sluice plates | item2 | 213 | Nos
86 | Supplying & Laying of one no. XLPE sheathed aluminum conductor steel armoured power cable of size 3½x25 sq.mm. 1.1kV grade in following manners. | item260 | [52 empty] | 2 | Construction of chamber for 100mm sluices valve | item3 | 10 | Nos
86.1 | direct in ground I/c excavation, sand cushioning, protective covering and refilling the trench etc. as reqd. | item261 | 5 | Mtr. | 461.2 |  |  | Excess(+) | 1 | Full Conversion | INR | [40 empty] | #VALUE! | #VALUE! | #VALUE! | 3 | Supplying, Conveying and fixing spls. Including ea | item4 | 10 | Nos
86.2 | In pipe | item262 | 5 | Mtr. | 183.25 |  |  | Excess(+) | 1 | Full Conversion | INR | [40 empty] | #VALUE! | #VALUE! | #VALUE! | 4 | Construction of chamber for 100mm sluice plates | item5 | 10 | Nos
86.3 | In open duct | item263 | 5 | Mtr. | 176.24 |  |  | Excess(+) | 1 | Full Conversion | INR | [40 empty] | #VALUE! | #VALUE! | #VALUE! | 1.02 | Construction of chamber for 100mm sluice plates | item2 | 213 | Nos
86.4 | On surface with MS clamp | item264 | 5 | Mtr. | 190.27 |  |  | Excess(+) | 1 | Full Conversion | INR | [40 empty] | #VALUE! | #VALUE! | #VALUE! | 2 | Construction of chamber for 100mm sluices valve | item3 | 10 | Nos
87 | Supplying and Laying of one no. XLPE cable aluminum conductor steel armoured power cable of 1.1kV grade of size 3½x35 sq.mm. in following manners. | item265 | [52 empty] | 3 | Supplying, Conveying and fixing spls. Including ea | item4 | 10 | Nos
87.1 | In Ground including excavation, sand cushioning brick protecting covering and refilling the trench etc. as reqd. | item266 | 5 | Mtr | 498.9 |  |  | Excess(+) | 1 | Full Conversion | INR | [40 empty] | #VALUE! | #VALUE! | #VALUE! | 1.01 | Supplying, Conveying and fixing spls. Including eart | item1 | 123.223 | Nos
87.2 | In pipe | item267 | 5 | Mtr | 220.96 |  |  | Excess(+) | 1 | Full Conversion | INR | [40 empty] | #VALUE! | #VALUE! | #VALUE! | 1.02 | Construction of chamber for 100mm sluice plates | item2 | 213 | Nos
87.3 | In open duct | item268 | 5 | Mtr | 213.94 |  |  | Excess(+) | 1 | Full Conversion | INR | [40 empty] | #VALUE! | #VALUE! | #VALUE! | 2 | Construction of chamber for 100mm sluices valve | item3 | 10 | Nos
87.4 | On surface with MS clamp | item269 | 5 | Mtr | 227.97 |  |  | Excess(+) | 1 | Full Conversion | INR | [40 empty] | #VALUE! | #VALUE! | #VALUE! | 3 | Supplying, Conveying and fixing spls. Including ea | item4 | 10 | Nos
88 | Digging cable trench, lifting brick & cable for locating fault and relaying the cable i/c refilling the trench, extra sand if required shall be i/c in the item of following size. as required. | item270 | [52 empty] | 1.01 | Supplying, Conveying and fixing spls. Including eart | item1 | 123.223 | Nos
88.1 | not exceeding 35 sq.mm.. | item271 | 5 | Mtr | 235.86 |  |  | Excess(+) | 1 | Full Conversion | INR | [40 empty] | #VALUE! | #VALUE! | #VALUE! | 1.02 | Construction of chamber for 100mm sluice plates | item2 | 213 | Nos
88.2 | exceeding 35 sq.mm.. but not exceeding 95 sq.mm. | item272 | 5 | Mtr | 242.88 |  |  | Excess(+) | 1 | Full Conversion | INR | [40 empty] | #VALUE! | #VALUE! | #VALUE! | 2 | Construction of chamber for 100mm sluices valve | item3 | 10 | Nos
89 | Digging trench for taking out cable and refilling , watering ,ramming the same after taking out cable as reqd complete. | item273 | 5 | Mtr | 206.05 |  |  | Excess(+) | 1 | Full Conversion | INR | [40 empty] | #VALUE! | #VALUE! | #VALUE! | 3 | Supplying, Conveying and fixing spls. Including ea | item4 | 10 | Nos
90 | Lifting & removing cable of following sizes from trenches or clamped on surface, making roll depositing the same in the store I/c cartage etc as reqd. | item274 | [52 empty] | 1.01 | Supplying, Conveying and fixing spls. Including eart | item1 | 123.223 | Nos
90.1 | up to 35 sq.mm. | item275 | 5 | Mtr. | 38.58 |  |  | Excess(+) | 1 | Full Conversion | INR | [40 empty] | #VALUE! | #VALUE! | #VALUE! | 1.02 | Construction of chamber for 100mm sluice plates | item2 | 213 | Nos
90.2 | Above 35 sq.mm. to 95 sq.mm. | item276 | 5 | Mtr. | 52.61 |  |  | Excess(+) | 1 | Full Conversion | INR | [40 empty] | #VALUE! | #VALUE! | #VALUE! | 2 | Construction of chamber for 100mm sluices valve | item3 | 10 | Nos
91 | Supply and laying of HDPE pipe ISI mark of 25 mm (8Kg / cm²) size outer dia, 2mm thick I/c cartage loading & unloading etc. as reqd. | item277 | [52 empty] | 3 | Supplying, Conveying and fixing spls. Including ea | item4 | 10 | Nos
91.1 | Direct in ground I/c excavation, sand cushioning, protective covering and refilling the trench etc. as reqd. | item278 | 5 | Mtr. | 333.19 |  |  | Excess(+) | 1 | Full Conversion | INR | [40 empty] | #VALUE! | #VALUE! | #VALUE! | 4 | Construction of chamber for 100mm sluice plates | item5 | 10 | Nos
91.2 | In pipe | item279 | 5 | Mtr. | 55.24 |  |  | Excess(+) | 1 | Full Conversion | INR | [40 empty] | #VALUE! | #VALUE! | #VALUE! | 1.02 | Construction of chamber for 100mm sluice plates | item2 | 213 | Nos
91.3 | In open duct | item280 | 5 | Mtr. | 48.22 |  |  | Excess(+) | 1 | Full Conversion | INR | [40 empty] | #VALUE! | #VALUE! | #VALUE! | 2 | Construction of chamber for 100mm sluices valve | item3 | 10 | Nos
91.4 | On surface with MS clamp | item281 | 5 | Mtr. | 62.25 |  |  | Excess(+) | 1 | Full Conversion | INR | [40 empty] | #VALUE! | #VALUE! | #VALUE! | 3 | Supplying, Conveying and fixing spls. Including ea | item4 | 10 | Nos
92 | Dismantling and refixing of switch / socket /regulator I/c cleaning, connecting, commissioning etc as reqd. | item282 | 20 | Nos. | 49.1 |  |  | Excess(+) | 1 | Full Conversion | INR | [40 empty] | #VALUE! | #VALUE! | #VALUE! | 1.01 | Supplying, Conveying and fixing spls. Including eart | item1 | 123.223 | Nos
93 | Supply fixing connecting & commissioning of following rating 3 pin Plug top as reqd complete. | item283 | [52 empty] | 1.02 | Construction of chamber for 100mm sluice plates | item2 | 213 | Nos
93.1 | 5/6 Amp | item284 | 5 | Nos. | 88.56 |  |  | Excess(+) | 1 | Full Conversion | INR | [40 empty] | #VALUE! | #VALUE! | #VALUE! | 2 | Construction of chamber for 100mm sluices valve | item3 | 10 | Nos
93.2 | 15/16 Amp | item285 | 5 | Nos. | 106.97 |  |  | Excess(+) | 1 | Full Conversion | INR | [40 empty] | #VALUE! | #VALUE! | #VALUE! | 3 | Supplying, Conveying and fixing spls. Including ea | item4 | 10 | Nos
94 | Supplying and fixing 20 Amp. metal clad socket (20 A 2P+E) etc. complete as required. | item286 | 5 | Nos. | 193.77 |  |  | Excess(+) | 1 | Full Conversion | INR | [40 empty] | #VALUE! | #VALUE! | #VALUE! | 1.01 | Supplying, Conveying and fixing spls. Including eart | item1 | 123.223 | Nos
95 | Supplying and fixing 20 Amp. 2P+E plug top.etc. complete as required. | item287 | 5 | Nos. | 177.99 |  |  | Excess(+) | 1 | Full Conversion | INR | [40 empty] | #VALUE! | #VALUE! | #VALUE! | 1.02 | Construction of chamber for 100mm sluice plates | item2 | 213 | Nos
96 | Supply and installation of 400mm sweep AC 230/250 volts, 50 Hz wall mounting revolving fan with brackets etc complete. | item288 | 5 | Nos. | 2704.08 |  |  | Excess(+) | 1 | Full Conversion | INR | [40 empty] | #VALUE! | #VALUE! | #VALUE! | 2 | Construction of chamber for 100mm sluices valve | item3 | 10 | Nos
97 | Supply, Installation, testing & commissioning of AC ceiling fan of following sweep 220 volts without regulator I/c wiring the down rods of standard length up to 30 cm with 1.5 sq.mm. PVC insulated copper conductor single core cable etc as reqd. | item289 | [52 empty] | 3 | Supplying, Conveying and fixing spls. Including ea | item4 | 10 | Nos
97.1 | 1200 mm | item290 | 5 | Nos | 2619.9 |  |  | Excess(+) | 1 | Full Conversion | INR | [40 empty] | #VALUE! | #VALUE! | #VALUE! | 1.01 | Supplying, Conveying and fixing spls. Including eart | item1 | 123.223 | Nos
97.2 | 1400 mm | item291 | 5 | Nos. | 2792.63 |  |  | Excess(+) | 1 | Full Conversion | INR | [40 empty] | #VALUE! | #VALUE! | #VALUE! | 1.02 | Construction of chamber for 100mm sluice plates | item2 | 213 | Nos
98 | Supply, Installation of exhaust fan, 900 rpm 220 volt AC, 50 Hz of following sweep in the existing opening I/c connection, testing, commissioning etc as reqd. | item292 | [52 empty] | 2 | Construction of chamber for 100mm sluices valve | item3 | 10 | Nos
98.1 | 300 mm | item293 | 5 | Nos. | 3605.44 |  |  | Excess(+) | 1 | Full Conversion | INR | [40 empty] | #VALUE! | #VALUE! | #VALUE! | 3 | Supplying, Conveying and fixing spls. Including ea | item4 | 10 | Nos
98.2 | 380 mm | item294 | 5 | Nos. | 4199.91 |  |  | Excess(+) | 1 | Full Conversion | INR | [40 empty] | #VALUE! | #VALUE! | #VALUE! | 4 | Construction of chamber for 100mm sluice plates | item5 | 10 | Nos
98.3 | 450 mm | item295 | 5 | Nos. | 5479.04 |  |  | Excess(+) | 1 | Full Conversion | INR | [40 empty] | #VALUE! | #VALUE! | #VALUE! | 1.02 | Construction of chamber for 100mm sluice plates | item2 | 213 | Nos
99 | Supplying and fixing Exhaust fan shutter for following sizes exhaust fan on rag bolts as reqd. | item296 | [52 empty] | 2 | Construction of chamber for 100mm sluices valve | item3 | 10 | Nos
99.1 | 300 mm | item297 | 5 | Nos. | 561.16 |  |  | Excess(+) | 1 | Full Conversion | INR | [40 empty] | #VALUE! | #VALUE! | #VALUE! | 3 | Supplying, Conveying and fixing spls. Including ea | item4 | 10 | Nos
99.2 | 380 mm | item298 | 5 | Nos. | 654.1 |  |  | Excess(+) | 1 | Full Conversion | INR | [40 empty] | #VALUE! | #VALUE! | #VALUE! | 1.01 | Supplying, Conveying and fixing spls. Including eart | item1 | 123.223 | Nos
99.3 | 450 mm | item299 | 5 | Nos. | 747.04 |  |  | Excess(+) | 1 | Full Conversion | INR | [40 empty] | #VALUE! | #VALUE! | #VALUE! | 1.02 | Construction of chamber for 100mm sluice plates | item2 | 213 | Nos
100 | Making hole on wall for following size exhaust fan and finishing the same as required. | item300 | [52 empty] | 2 | Construction of chamber for 100mm sluices valve | item3 | 10 | Nos
100.1 | 300 mm | item301 | 5 | Nos. | 943.45 |  |  | Excess(+) | 1 | Full Conversion | INR | [40 empty] | #VALUE! | #VALUE! | #VALUE! | 3 | Supplying, Conveying and fixing spls. Including ea | item4 | 10 | Nos
100.2 | 375/380 mm | item302 | 5 | Nos. | 1121.44 |  |  | Excess(+) | 1 | Full Conversion | INR | [40 empty] | #VALUE! | #VALUE! | #VALUE! | 1.01 | Supplying, Conveying and fixing spls. Including eart | item1 | 123.223 | Nos
100.3 | 450 mm | item303 | 5 | Nos. | 1456.38 |  |  | Excess(+) | 1 | Full Conversion | INR | [40 empty] | #VALUE! | #VALUE! | #VALUE! | 1.02 | Construction of chamber for 100mm sluice plates | item2 | 213 | Nos
101 | Supplying and fixing angle iron 35 mm x 35 mm x 5 mm i/c cutting, welding, painting etc. as reqd. | item304 | 5 | Mtr. | 227.97 |  |  | Excess(+) | 1 | Full Conversion | INR | [40 empty] | #VALUE! | #VALUE! | #VALUE! | 2 | Construction of chamber for 100mm sluices valve | item3 | 10 | Nos
102 | Fixing & connecting 1/3 ph temporary service connection from supply source to desired place up to the lead of 50 Mtr. And dismantling the same form source i/c to & fro cartage. ( extension board and cable will be supplied by the dept.) | item305 | 5 | Nos. | 325.3 |  |  | Excess(+) | 1 | Full Conversion | INR | [40 empty] | #VALUE! | #VALUE! | #VALUE! | 3 | Supplying, Conveying and fixing spls. Including ea | item4 | 10 | Nos
103 | Supplying and fixing bakelite sheet 6 mm thick complete with required nuts & bolts as reqd. | item306 | 55 | Sq.cm | 1.63 |  |  | Excess(+) | 1 | Full Conversion | INR | [40 empty] | #VALUE! | #VALUE! | #VALUE! | 1.01 | Supplying, Conveying and fixing spls. Including eart | item1 | 123.223 | Nos
104 | Supplying and fixing 3 mm thick phenolic laminated sheet on existing board with brass screw & cup washer etc as reqd. | item307 | 500 | Sq.cm | 0.55 |  |  | Excess(+) | 1 | Full Conversion | INR | [40 empty] | #VALUE! | #VALUE! | #VALUE! | 1.02 | Construction of chamber for 100mm sluice plates | item2 | 213 | Nos
105 | Locating fault in the cable lines with meager etc. and rectifying removing & restoring supply the same & making good the damages etc as reqd. | item308 | 5 | Nos. | 721.61 |  |  | Excess(+) | 1 | Full Conversion | INR | [40 empty] | #VALUE! | #VALUE! | #VALUE! | 1.01 | Supplying, Conveying and fixing spls. Including eart | item1 | 123.223 | Nos
106 | Locating fault in wiring rectifying removing & restoring supply the same & making good the damages etc as reqd. | item309 | 5 | Nos. | 206.93 |  |  | Excess(+) | 1 | Full Conversion | INR | [40 empty] | #VALUE! | #VALUE! | #VALUE! | 1.02 | Construction of chamber for 100mm sluice plates | item2 | 213 | Nos
107 | Dismantling and refixing bakelite sheet any size with screws and cup washers as required | item310 | 15 | sq inch | 0.98 |  |  | Excess(+) | 1 | Full Conversion | INR | [40 empty] | #VALUE! | #VALUE! | #VALUE! | 2 | Construction of chamber for 100mm sluices valve | item3 | 10 | Nos
108 | Fixing of any type of lamps in the existing fittings as reqd. | item311 | 5 | Nos. | 32.44 |  |  | Excess(+) | 1 | Full Conversion | INR | [40 empty] | #VALUE! | #VALUE! | #VALUE! | 3 | Supplying, Conveying and fixing spls. Including ea | item4 | 10 | Nos
109 | Fixing of RJ-45 modular box with cover plate or I/o box for internet on surface/ recessed cutting the wall making good the same as required. ( box and cover plate will be supplied by dept.) | item312 | 5 | Nos. | 62.25 |  |  | Excess(+) | 1 | Full Conversion | INR | [40 empty] | #VALUE! | #VALUE! | #VALUE! | 4 | Construction of chamber for 100mm sluice plates | item5 | 10 | Nos
110 | Dismentaling and refixing of wooden board of any sizess on surface or in recessed etc as reqd. | item313 | 5 | Nos. | 64.88 |  |  | Excess(+) | 1 | Full Conversion | INR | [40 empty] | #VALUE! | #VALUE! | #VALUE! | 1.02 | Construction of chamber for 100mm sluice plates | item2 | 213 | Nos
111 | Providing and fixing DLP plastic trunking of size 105 mm x 50 mm without cover on surface as reqd. | item314 | 10 | Mtr. | 747.04 |  |  | Excess(+) | 1 | Full Conversion | INR | [40 empty] | #VALUE! | #VALUE! | #VALUE! | 2 | Construction of chamber for 100mm sluices valve | item3 | 10 | Nos
112 | Providing and fixing DLP plastic trunking of size 105 mm x 50 mm accessories on surface as reqd. | item315 | [52 empty] | 3 | Supplying, Conveying and fixing spls. Including ea | item4 | 10 | Nos
112.1 | PVC trunking full cover of size 85 mm size | item316 | 10 | Mtr. | 329.68 |  |  | Excess(+) | 1 | Full Conversion | INR | [40 empty] | #VALUE! | #VALUE! | #VALUE! | 1.01 | Supplying, Conveying and fixing spls. Including eart | item1 | 123.223 | Nos
112.2 | End cap | item317 | 5 | Nos. | 149.93 |  |  | Excess(+) | 1 | Full Conversion | INR | [40 empty] | #VALUE! | #VALUE! | #VALUE! | 1.02 | Construction of chamber for 100mm sluice plates | item2 | 213 | Nos
112.3 | Internal angle. | item318 | 5 | Nos. | 409.47 |  |  | Excess(+) | 1 | Full Conversion | INR | [40 empty] | #VALUE! | #VALUE! | #VALUE! | 2 | Construction of chamber for 100mm sluices valve | item3 | 10 | Nos
112.4 | External angle | item319 | 5 | Nos. | 398.95 |  |  | Excess(+) | 1 | Full Conversion | INR | [40 empty] | #VALUE! | #VALUE! | #VALUE! | 3 | Supplying, Conveying and fixing spls. Including ea | item4 | 10 | Nos
112.5 | flat angle | item320 | 5 | Nos. | 570.8 |  |  | Excess(+) | 1 | Full Conversion | INR | [40 empty] | #VALUE! | #VALUE! | #VALUE! | 1.01 | Supplying, Conveying and fixing spls. Including eart | item1 | 123.223 | Nos
112.6 | cover joint | item321 | 5 | Nos. | 170.1 |  |  | Excess(+) | 1 | Full Conversion | INR | [40 empty] | #VALUE! | #VALUE! | #VALUE! | 1.02 | Construction of chamber for 100mm sluice plates | item2 | 213 | Nos
112.7 | Base joint | item322 | 5 | Nos. | 71.02 |  |  | Excess(+) | 1 | Full Conversion | INR | [40 empty] | #VALUE! | #VALUE! | #VALUE! | 2 | Construction of chamber for 100mm sluices valve | item3 | 10 | Nos
113 | Supplying, installation DLP mini- trunking 32mm x 20mm and accessories white-system with independent cover- without central partion etc. as reqd. | item323 | [52 empty] | 3 | Supplying, Conveying and fixing spls. Including ea | item4 | 10 | Nos
113.1 | Mini- trunking | item324 | 5 | Mtr. | 174.48 |  |  | Excess(+) | 1 | Full Conversion | INR | [40 empty] | #VALUE! | #VALUE! | #VALUE! | 1.01 | Supplying, Conveying and fixing spls. Including eart | item1 | 123.223 | Nos
113.2 | End cap left or right | item325 | 5 | Nos. | 114.86 |  |  | Excess(+) | 1 | Full Conversion | INR | [40 empty] | #VALUE! | #VALUE! | #VALUE! | 1.02 | Construction of chamber for 100mm sluice plates | item2 | 213 | Nos
113.3 | Internal/ external angle | item326 | 5 | Nos. | 109.6 |  |  | Excess(+) | 1 | Full Conversion | INR | [40 empty] | #VALUE! | #VALUE! | #VALUE! | 2 | Construction of chamber for 100mm sluices valve | item3 | 10 | Nos
113.4 | Flat angle | item327 | 5 | Nos. | 95.57 |  |  | Excess(+) | 1 | Full Conversion | INR | [40 empty] | #VALUE! | #VALUE! | #VALUE! | 3 | Supplying, Conveying and fixing spls. Including ea | item4 | 10 | Nos
113.5 | Flat junction | item328 | 5 | Nos. | 107.85 |  |  | Excess(+) | 1 | Full Conversion | INR | [40 empty] | #VALUE! | #VALUE! | #VALUE! | 4 | Construction of chamber for 100mm sluice plates | item5 | 10 | Nos
114 | Supplying and fixing of 20 mm dia X 2.00 metres long G.I. pipe (medium class) bracket for mounting of fluorescent / HPMV / HPSV street light fitting on pole including bending the pipe to the required shape, 2 nos 40 mm X 3 mm flat iron clamps with nuts, bolts and washer, painting the flat iron with primer and finish paint etc. as required. | item329 | 5 | Mtr. | 788.25 |  |  | Excess(+) | 1 | Full Conversion | INR | [40 empty] | #VALUE! | #VALUE! | #VALUE! | 1.02 | Construction of chamber for 100mm sluice plates | item2 | 213 | Nos
115 | Supplying, fixing, connecting, testing & commissioning 10-60A, single phase meter 230V, 50 hz, digital LCD type electronic kWH electronic meter i/c sealing the same (sealing material will be supplied by the dept.) Gurantee car having serial no. of the meter to be submitted in the dept. etc. as reqd. | item330 | 5 | Nos. | 2143.8 |  |  | Excess(+) | 1 | Full Conversion | INR | [40 empty] | #VALUE! | #VALUE! | #VALUE! | 2 | Construction of chamber for 100mm sluices valve | item3 | 10 | Nos
116 | Rewinding of following fans of following sizes i/c dismantling of rotor cutting the damaged winding and providing rewinding along with insulation paper, varnish, connecting copper leads of suitable quality including dismentling and refixing from normal/abnormal height and refixing as required. (Old burnt wire shall be retain by the contractor.) | item331 | [52 empty] | 3 | Supplying, Conveying and fixing spls. Including ea | item4 | 10 | Nos
116.1 | New model 48" | item332 | 5 | Nos. | 1033.76 |  |  | Excess(+) | 1 | Full Conversion | INR | [40 empty] | #VALUE! | #VALUE! | #VALUE! | 1.01 | Supplying, Conveying and fixing spls. Including eart | item1 | 123.223 | Nos
116.2 | Old model 48"/new model 56" (fan) | item333 | 5 | Nos. | 1106.53 |  |  | Excess(+) | 1 | Full Conversion | INR | [40 empty] | #VALUE! | #VALUE! | #VALUE! | 1.02 | Construction of chamber for 100mm sluice plates | item2 | 213 | Nos
117 | Rewinding of exhaust fans of following sizes i/c dismantling cutting the damaged winding and providing rewinding along with insulation paper, varnish, connecting copper leads of suitable quality including dismentling and refixing from normal/abnorml height and refixing as required.( old burnt wire shall be retain by the contactor.) | item334 | [52 empty] | 2 | Construction of chamber for 100mm sluices valve | item3 | 10 | Nos
117.1 | 12" Exhaust fan | item335 | 5 | Nos. | 992.55 |  |  | Excess(+) | 1 | Full Conversion | INR | [40 empty] | #VALUE! | #VALUE! | #VALUE! | 3 | Supplying, Conveying and fixing spls. Including ea | item4 | 10 | Nos
117.2 | 15" Exhaust fan | item336 | 5 | Nos. | 1117.05 |  |  | Excess(+) | 1 | Full Conversion | INR | [40 empty] | #VALUE! | #VALUE! | #VALUE! | 1.01 | Supplying, Conveying and fixing spls. Including eart | item1 | 123.223 | Nos
117.3 | 18" Exhaust fan | item337 | 5 | Nos. | 1352.04 |  |  | Excess(+) | 1 | Full Conversion | INR | [40 empty] | #VALUE! | #VALUE! | #VALUE! | 1.02 | Construction of chamber for 100mm sluice plates | item2 | 213 | Nos
118 | Overhauling of following fan of any size including bearings, checking, cleaning the all parts and supplying & replacement of rubber real, rubber rings, nut bolts, hanger clamps, bearing plates, cotter/ split pin, varnishing if reqd etc, reassembling testing and commissioning of fan as reqdired complete. | item338 | [52 empty] | 2 | Construction of chamber for 100mm sluices valve | item3 | 10 | Nos
118.1 | ceiling fan | item339 | 15 | Nos. | 345.46 |  |  | Excess(+) | 1 | Full Conversion | INR | [40 empty] | #VALUE! | #VALUE! | #VALUE! | 3 | Supplying, Conveying and fixing spls. Including ea | item4 | 10 | Nos
118.2 | Exhaust fan | item340 | 6 | Nos. | 508.55 |  |  | Excess(+) | 1 | Full Conversion | INR | [40 empty] | #VALUE! | #VALUE! | #VALUE! | 1.01 | Supplying, Conveying and fixing spls. Including eart | item1 | 123.223 | Nos
119 | Supplying and fixing following capacity capacitor suitable for ceiling fan / exhaust fan / air-curtain etc. | item341 | [52 empty] | 1.02 | Construction of chamber for 100mm sluice plates | item2 | 213 | Nos
119.1 | 2.5mfd | item342 | 30 | Nos. | 86.93 |  |  | Excess(+) | 1 | Full Conversion | INR | [40 empty] | #VALUE! | #VALUE! | #VALUE! | 2 | Construction of chamber for 100mm sluices valve | item3 | 10 | Nos
119.2 | 4.0 mfd | item343 | 5 | Nos. | 91.19 |  |  | Excess(+) | 1 | Full Conversion | INR | [40 empty] | #VALUE! | #VALUE! | #VALUE! | 3 | Supplying, Conveying and fixing spls. Including ea | item4 | 10 | Nos
119.3 | 8.0 mfd | item344 | 5 | Nos. | 103.46 |  |  | Excess(+) | 1 | Full Conversion | INR | [40 empty] | #VALUE! | #VALUE! | #VALUE! | 4 | Construction of chamber for 100mm sluice plates | item5 | 10 | Nos
120 | Dismantling & refixing of any size fan from normal height | item345 | [52 empty] | 1.02 | Construction of chamber for 100mm sluice plates | item2 | 213 | Nos
120.1 | ceiling fan | item346 | 5 | Nos. | 203.42 |  |  | Excess(+) | 1 | Full Conversion | INR | [40 empty] | #VALUE! | #VALUE! | #VALUE! | 2 | Construction of chamber for 100mm sluices valve | item3 | 10 | Nos
120.2 | Exhaust fan | item347 | 5 | Nos. | 533.98 |  |  | Excess(+) | 1 | Full Conversion | INR | [40 empty] | #VALUE! | #VALUE! | #VALUE! | 3 | Supplying, Conveying and fixing spls. Including ea | item4 | 10 | Nos
121 | Repairing of housing of bearing side /bush side /in fan body in ceiling fan /exhaust fan/ rally fan etc. | item348 | 5 | Nos. | 203.42 |  |  | Excess(+) | 1 | Full Conversion | INR | [40 empty] | #VALUE! | #VALUE! | #VALUE! | 1.01 | Supplying, Conveying and fixing spls. Including eart | item1 | 123.223 | Nos
122 | Cartage of Ceiling fans and regulator / exhaust fan From store to site as reqd. | item349 | 5 | Nos. | 17.54 |  |  | Excess(+) | 1 | Full Conversion | INR | [40 empty] | #VALUE! | #VALUE! | #VALUE! | 1.02 | Construction of chamber for 100mm sluice plates | item2 | 213 | Nos
123 | Supplying of following numbers ball bearings. | item350 | [52 empty] | 2 | Construction of chamber for 100mm sluices valve | item3 | 10 | Nos
123.1 | 6201 ball bearing | item351 | 5 | Nos. | 55.1 |  |  | Excess(+) | 1 | Full Conversion | INR | [40 empty] | #VALUE! | #VALUE! | #VALUE! | 3 | Supplying, Conveying and fixing spls. Including ea | item4 | 10 | Nos
123.2 | 6202 ball bearing | item352 | 5 | Nos. | 58.87 |  |  | Excess(+) | 1 | Full Conversion | INR | [40 empty] | #VALUE! | #VALUE! | #VALUE! | 1.01 | Supplying, Conveying and fixing spls. Including eart | item1 | 123.223 | Nos
123.3 | 6203 ball bearing | item353 | 5 | Nos. | 79.04 |  |  | Excess(+) | 1 | Full Conversion | INR | [40 empty] | #VALUE! | #VALUE! | #VALUE! | 1.02 | Construction of chamber for 100mm sluice plates | item2 | 213 | Nos
123.4 | 6204 ball bearing | item354 | 5 | Nos. | 121.88 |  |  | Excess(+) | 1 | Full Conversion | INR | [40 empty] | #VALUE! | #VALUE! | #VALUE! | 2 | Construction of chamber for 100mm sluices valve | item3 | 10 | Nos
123.5 | 6205 ball bearing | item355 | 5 | Nos. | 175.36 |  |  | Excess(+) | 1 | Full Conversion | INR | [40 empty] | #VALUE! | #VALUE! | #VALUE! | 3 | Supplying, Conveying and fixing spls. Including ea | item4 | 10 | Nos
124 | Cleaning of ceiling fan with detergent at site and replacement of damaged items i.e. rubber real, cotter pin, capacitor clamp, nut and bolts of hanger clamps etc as required. | item356 | 5 | Nos. | 219.45 |  |  | Excess(+) | 1 | Full Conversion | INR | [40 empty] | #VALUE! | #VALUE! | #VALUE! | 1.01 | Supplying, Conveying and fixing spls. Including eart | item1 | 123.223 | Nos
Total in Figures | [51 empty] | #VALUE! | #VALUE! | #VALUE! | 4 | Construction of chamber for 100mm sluice plates | item5 | 10 | Nos
Quoted Rate in Figures |  |  |  | Select | [47 empty] | 0 | 0 | #VALUE!
Quoted Rate in Words |  | #VALUE!
Note on K13: gepadmin: 1. If you choose "Full Conversion" then Column BA (AMOUNT) and Column BB (TAXES) BOTH values will be convert based on selected Currency in (Column L). 2. If you choose "Partial Conversion" then Column BA (AMOUNT) only will be converted based on selected currency (Column L) and Column BB (TAXES) value (INR) will be added to the converted values.
Note on K14: gepadmin: 1. If you choose "Full Conversion" then Column BA (AMOUNT) and Column BB (TAXES) BOTH values will be convert based on selected Currency in (Column L). 2. If you choose "Partial Conversion" then Column BA (AMOUNT) only will be converted based on selected currency (Column L) and Column BB (TAXES) value (INR) will be added to the converted values.
Note on K15: gepadmin: 1. If you choose "Full Conversion" then Column BA (AMOUNT) and Column BB (TAXES) BOTH values will be convert based on selected Currency in (Column L). 2. If you choose "Partial Conversion" then Column BA (AMOUNT) only will be converted based on selected currency (Column L) and Column BB (TAXES) value (INR) will be added to the converted values.
Note on K16: gepadmin: 1. If you choose "Full Conversion" then Column BA (AMOUNT) and Column BB (TAXES) BOTH values will be convert based on selected Currency in (Column L). 2. If you choose "Partial Conversion" then Column BA (AMOUNT) only will be converted based on selected currency (Column L) and Column BB (TAXES) value (INR) will be added to the converted values.
Note on K17: gepadmin: 1. If you choose "Full Conversion" then Column BA (AMOUNT) and Column BB (TAXES) BOTH values will be convert based on selected Currency in (Column L). 2. If you choose "Partial Conversion" then Column BA (AMOUNT) only will be converted based on selected currency (Column L) and Column BB (TAXES) value (INR) will be added to the converted values.
Note on K18: gepadmin: 1. If you choose "Full Conversion" then Column BA (AMOUNT) and Column BB (TAXES) BOTH values will be convert based on selected Currency in (Column L). 2. If you choose "Partial Conversion" then Column BA (AMOUNT) only will be converted based on selected currency (Column L) and Column BB (TAXES) value (INR) will be added to the converted values.
Note on K19: gepadmin: 1. If you choose "Full Conversion" then Column BA (AMOUNT) and Column BB (TAXES) BOTH values will be convert based on selected Currency in (Column L). 2. If you choose "Partial Conversion" then Column BA (AMOUNT) only will be converted based on selected currency (Column L) and Column BB (TAXES) value (INR) will be added to the converted values.
Note on K20: gepadmin: 1. If you choose "Full Conversion" then Column BA (AMOUNT) and Column BB (TAXES) BOTH values will be convert based on selected Currency in (Column L). 2. If you choose "Partial Conversion" then Column BA (AMOUNT) only will be converted based on selected currency (Column L) and Column BB (TAXES) value (INR) will be added to the converted values.
Note on K21: gepadmin: 1. If you choose "Full Conversion" then Column BA (AMOUNT) and Column BB (TAXES) BOTH values will be convert based on selected Currency in (Column L). 2. If you choose "Partial Conversion" then Column BA (AMOUNT) only will be converted based on selected currency (Column L) and Column BB (TAXES) value (INR) will be added to the converted values.
Note on K22: gepadmin: 1. If you choose "Full Conversion" then Column BA (AMOUNT) and Column BB (TAXES) BOTH values will be convert based on selected Currency in (Column L). 2. If you choose "Partial Conversion" then Column BA (AMOUNT) only will be converted based on selected currency (Column L) and Column BB (TAXES) value (INR) will be added to the converted values.
Note on K23: gepadmin: 1. If you choose "Full Conversion" then Column BA (AMOUNT) and Column BB (TAXES) BOTH values will be convert based on selected Currency in (Column L). 2. If you choose "Partial Conversion" then Column BA (AMOUNT) only will be converted based on selected currency (Column L) and Column BB (TAXES) value (INR) will be added to the converted values.
Note on K24: gepadmin: 1. If you choose "Full Conversion" then Column BA (AMOUNT) and Column BB (TAXES) BOTH values will be convert based on selected Currency in (Column L). 2. If you choose "Partial Conversion" then Column BA (AMOUNT) only will be converted based on selected currency (Column L) and Column BB (TAXES) value (INR) will be added to the converted values.
Note on K25: gepadmin: 1. If you choose "Full Conversion" then Column BA (AMOUNT) and Column BB (TAXES) BOTH values will be convert based on selected Currency in (Column L). 2. If you choose "Partial Conversion" then Column BA (AMOUNT) only will be converted based on selected currency (Column L) and Column BB (TAXES) value (INR) will be added to the converted values.
Note on K26: gepadmin: 1. If you choose "Full Conversion" then Column BA (AMOUNT) and Column BB (TAXES) BOTH values will be convert based on selected Currency in (Column L). 2. If you choose "Partial Conversion" then Column BA (AMOUNT) only will be converted based on selected currency (Column L) and Column BB (TAXES) value (INR) will be added to the converted values.
Note on K27: gepadmin: 1. If you choose "Full Conversion" then Column BA (AMOUNT) and Column BB (TAXES) BOTH values will be convert based on selected Currency in (Column L). 2. If you choose "Partial Conversion" then Column BA (AMOUNT) only will be converted based on selected currency (Column L) and Column BB (TAXES) value (INR) will be added to the converted values.
Note on K28: gepadmin: 1. If you choose "Full Conversion" then Column BA (AMOUNT) and Column BB (TAXES) BOTH values will be convert based on selected Currency in (Column L). 2. If you choose "Partial Conversion" then Column BA (AMOUNT) only will be converted based on selected currency (Column L) and Column BB (TAXES) value (INR) will be added to the converted values.
Note on K29: gepadmin: 1. If you choose "Full Conversion" then Column BA (AMOUNT) and Column BB (TAXES) BOTH values will be convert based on selected Currency in (Column L). 2. If you choose "Partial Conversion" then Column BA (AMOUNT) only will be converted based on selected currency (Column L) and Column BB (TAXES) value (INR) will be added to the converted values.
Note on K30: gepadmin: 1. If you choose "Full Conversion" then Column BA (AMOUNT) and Column BB (TAXES) BOTH values will be convert based on selected Currency in (Column L). 2. If you choose "Partial Conversion" then Column BA (AMOUNT) only will be converted based on selected currency (Column L) and Column BB (TAXES) value (INR) will be added to the converted values.
Note on K31: gepadmin: 1. If you choose "Full Conversion" then Column BA (AMOUNT) and Column BB (TAXES) BOTH values will be convert based on selected Currency in (Column L). 2. If you choose "Partial Conversion" then Column BA (AMOUNT) only will be converted based on selected currency (Column L) and Column BB (TAXES) value (INR) will be added to the converted values.
Note on K32: gepadmin: 1. If you choose "Full Conversion" then Column BA (AMOUNT) and Column BB (TAXES) BOTH values will be convert based on selected Currency in (Column L). 2. If you choose "Partial Conversion" then Column BA (AMOUNT) only will be converted based on selected currency (Column L) and Column BB (TAXES) value (INR) will be added to the converted values.
Note on K33: gepadmin: 1. If you choose "Full Conversion" then Column BA (AMOUNT) and Column BB (TAXES) BOTH values will be convert based on selected Currency in (Column L). 2. If you choose "Partial Conversion" then Column BA (AMOUNT) only will be converted based on selected currency (Column L) and Column BB (TAXES) value (INR) will be added to the converted values.
Note on K34: gepadmin: 1. If you choose "Full Conversion" then Column BA (AMOUNT) and Column BB (TAXES) BOTH values will be convert based on selected Currency in (Column L). 2. If you choose "Partial Conversion" then Column BA (AMOUNT) only will be converted based on selected currency (Column L) and Column BB (TAXES) value (INR) will be added to the converted values.
Note on K35: gepadmin: 1. If you choose "Full Conversion" then Column BA (AMOUNT) and Column BB (TAXES) BOTH values will be convert based on selected Currency in (Column L). 2. If you choose "Partial Conversion" then Column BA (AMOUNT) only will be converted based on selected currency (Column L) and Column BB (TAXES) value (INR) will be added to the converted values.
Note on K36: gepadmin: 1. If you choose "Full Conversion" then Column BA (AMOUNT) and Column BB (TAXES) BOTH values will be convert based on selected Currency in (Column L). 2. If you choose "Partial Conversion" then Column BA (AMOUNT) only will be converted based on selected currency (Column L) and Column BB (TAXES) value (INR) will be added to the converted values.
Note on K37: gepadmin: 1. If you choose "Full Conversion" then Column BA (AMOUNT) and Column BB (TAXES) BOTH values will be convert based on selected Currency in (Column L). 2. If you choose "Partial Conversion" then Column BA (AMOUNT) only will be converted based on selected currency (Column L) and Column BB (TAXES) value (INR) will be added to the converted values.
Note on K38: gepadmin: 1. If you choose "Full Conversion" then Column BA (AMOUNT) and Column BB (TAXES) BOTH values will be convert based on selected Currency in (Column L). 2. If you choose "Partial Conversion" then Column BA (AMOUNT) only will be converted based on selected currency (Column L) and Column BB (TAXES) value (INR) will be added to the converted values.
Note on K39: gepadmin: 1. If you choose "Full Conversion" then Column BA (AMOUNT) and Column BB (TAXES) BOTH values will be convert based on selected Currency in (Column L). 2. If you choose "Partial Conversion" then Column BA (AMOUNT) only will be converted based on selected currency (Column L) and Column BB (TAXES) value (INR) will be added to the converted values.
Note on K40: gepadmin: 1. If you choose "Full Conversion" then Column BA (AMOUNT) and Column BB (TAXES) BOTH values will be convert based on selected Currency in (Column L). 2. If you choose "Partial Conversion" then Column BA (AMOUNT) only will be converted based on selected currency (Column L) and Column BB (TAXES) value (INR) will be added to the converted values.
Note on K41: gepadmin: 1. If you choose "Full Conversion" then Column BA (AMOUNT) and Column BB (TAXES) BOTH values will be convert based on selected Currency in (Column L). 2. If you choose "Partial Conversion" then Column BA (AMOUNT) only will be converted based on selected currency (Column L) and Column BB (TAXES) value (INR) will be added to the converted values.
Note on K42: gepadmin: 1. If you choose "Full Conversion" then Column BA (AMOUNT) and Column BB (TAXES) BOTH values will be convert based on selected Currency in (Column L). 2. If you choose "Partial Conversion" then Column BA (AMOUNT) only will be converted based on selected currency (Column L) and Column BB (TAXES) value (INR) will be added to the converted values.
Note on K43: gepadmin: 1. If you choose "Full Conversion" then Column BA (AMOUNT) and Column BB (TAXES) BOTH values will be convert based on selected Currency in (Column L). 2. If you choose "Partial Conversion" then Column BA (AMOUNT) only will be converted based on selected currency (Column L) and Column BB (TAXES) value (INR) will be added to the converted values.
Note on K44: gepadmin: 1. If you choose "Full Conversion" then Column BA (AMOUNT) and Column BB (TAXES) BOTH values will be convert based on selected Currency in (Column L). 2. If you choose "Partial Conversion" then Column BA (AMOUNT) only will be converted based on selected currency (Column L) and Column BB (TAXES) value (INR) will be added to the converted values.
Note on K45: gepadmin: 1. If you choose "Full Conversion" then Column BA (AMOUNT) and Column BB (TAXES) BOTH values will be convert based on selected Currency in (Column L). 2. If you choose "Partial Conversion" then Column BA (AMOUNT) only will be converted based on selected currency (Column L) and Column BB (TAXES) value (INR) will be added to the converted values.
Note on K46: gepadmin: 1. If you choose "Full Conversion" then Column BA (AMOUNT) and Column BB (TAXES) BOTH values will be convert based on selected Currency in (Column L). 2. If you choose "Partial Conversion" then Column BA (AMOUNT) only will be converted based on selected currency (Column L) and Column BB (TAXES) value (INR) will be added to the converted values.
Note on K47: gepadmin: 1. If you choose "Full Conversion" then Column BA (AMOUNT) and Column BB (TAXES) BOTH values will be convert based on selected Currency in (Column L). 2. If you choose "Partial Conversion" then Column BA (AMOUNT) only will be converted based on selected currency (Column L) and Column BB (TAXES) value (INR) will be added to the converted values.
Note on K48: gepadmin: 1. If you choose "Full Conversion" then Column BA (AMOUNT) and Column BB (TAXES) BOTH values will be convert based on selected Currency in (Column L). 2. If you choose "Partial Conversion" then Column BA (AMOUNT) only will be converted based on selected currency (Column L) and Column BB (TAXES) value (INR) will be added to the converted values.
Note on K49: gepadmin: 1. If you choose "Full Conversion" then Column BA (AMOUNT) and Column BB (TAXES) BOTH values will be convert based on selected Currency in (Column L). 2. If you choose "Partial Conversion" then Column BA (AMOUNT) only will be converted based on selected currency (Column L) and Column BB (TAXES) value (INR) will be added to the converted values.
Note on K50: gepadmin: 1. If you choose "Full Conversion" then Column BA (AMOUNT) and Column BB (TAXES) BOTH values will be convert based on selected Currency in (Column L). 2. If you choose "Partial Conversion" then Column BA (AMOUNT) only will be converted based on selected currency (Column L) and Column BB (TAXES) value (INR) will be added to the converted values.
Note on K51: gepadmin: 1. If you choose "Full Conversion" then Column BA (AMOUNT) and Column BB (TAXES) BOTH values will be convert based on selected Currency in (Column L). 2. If you choose "Partial Conversion" then Column BA (AMOUNT) only will be converted based on selected currency (Column L) and Column BB (TAXES) value (INR) will be added to the converted values.
Note on K52: gepadmin: 1. If you choose "Full Conversion" then Column BA (AMOUNT) and Column BB (TAXES) BOTH values will be convert based on selected Currency in (Column L). 2. If you choose "Partial Conversion" then Column BA (AMOUNT) only will be converted based on selected currency (Column L) and Column BB (TAXES) value (INR) will be added to the converted values.
Note on K53: gepadmin: 1. If you choose "Full Conversion" then Column BA (AMOUNT) and Column BB (TAXES) BOTH values will be convert based on selected Currency in (Column L). 2. If you choose "Partial Conversion" then Column BA (AMOUNT) only will be converted based on selected currency (Column L) and Column BB (TAXES) value (INR) will be added to the converted values.
Note on K54: gepadmin: 1. If you choose "Full Conversion" then Column BA (AMOUNT) and Column BB (TAXES) BOTH values will be convert based on selected Currency in (Column L). 2. If you choose "Partial Conversion" then Column BA (AMOUNT) only will be converted based on selected currency (Column L) and Column BB (TAXES) value (INR) will be added to the converted values.
Note on K55: gepadmin: 1. If you choose "Full Conversion" then Column BA (AMOUNT) and Column BB (TAXES) BOTH values will be convert based on selected Currency in (Column L). 2. If you choose "Partial Conversion" then Column BA (AMOUNT) only will be converted based on selected currency (Column L) and Column BB (TAXES) value (INR) will be added to the converted values.
Note on K56: gepadmin: 1. If you choose "Full Conversion" then Column BA (AMOUNT) and Column BB (TAXES) BOTH values will be convert based on selected Currency in (Column L). 2. If you choose "Partial Conversion" then Column BA (AMOUNT) only will be converted based on selected currency (Column L) and Column BB (TAXES) value (INR) will be added to the converted values.
Note on K57: gepadmin: 1. If you choose "Full Conversion" then Column BA (AMOUNT) and Column BB (TAXES) BOTH values will be convert based on selected Currency in (Column L). 2. If you choose "Partial Conversion" then Column BA (AMOUNT) only will be converted based on selected currency (Column L) and Column BB (TAXES) value (INR) will be added to the converted values.
Note on K58: gepadmin: 1. If you choose "Full Conversion" then Column BA (AMOUNT) and Column BB (TAXES) BOTH values will be convert based on selected Currency in (Column L). 2. If you choose "Partial Conversion" then Column BA (AMOUNT) only will be converted based on selected currency (Column L) and Column BB (TAXES) value (INR) will be added to the converted values.
Note on K59: gepadmin: 1. If you choose "Full Conversion" then Column BA (AMOUNT) and Column BB (TAXES) BOTH values will be convert based on selected Currency in (Column L). 2. If you choose "Partial Conversion" then Column BA (AMOUNT) only will be converted based on selected currency (Column L) and Column BB (TAXES) value (INR) will be added to the converted values.
Note on K60: gepadmin: 1. If you choose "Full Conversion" then Column BA (AMOUNT) and Column BB (TAXES) BOTH values will be convert based on selected Currency in (Column L). 2. If you choose "Partial Conversion" then Column BA (AMOUNT) only will be converted based on selected currency (Column L) and Column BB (TAXES) value (INR) will be added to the converted values.
Note on K61: gepadmin: 1. If you choose "Full Conversion" then Column BA (AMOUNT) and Column BB (TAXES) BOTH values will be convert based on selected Currency in (Column L). 2. If you choose "Partial Conversion" then Column BA (AMOUNT) only will be converted based on selected currency (Column L) and Column BB (TAXES) value (INR) will be added to the converted values.
Note on K62: gepadmin: 1. If you choose "Full Conversion" then Column BA (AMOUNT) and Column BB (TAXES) BOTH values will be convert based on selected Currency in (Column L). 2. If you choose "Partial Conversion" then Column BA (AMOUNT) only will be converted based on selected currency (Column L) and Column BB (TAXES) value (INR) will be added to the converted values.
Note on K63: gepadmin: 1. If you choose "Full Conversion" then Column BA (AMOUNT) and Column BB (TAXES) BOTH values will be convert based on selected Currency in (Column L). 2. If you choose "Partial Conversion" then Column BA (AMOUNT) only will be converted based on selected currency (Column L) and Column BB (TAXES) value (INR) will be added to the converted values.
Note on K64: gepadmin: 1. If you choose "Full Conversion" then Column BA (AMOUNT) and Column BB (TAXES) BOTH values will be convert based on selected Currency in (Column L). 2. If you choose "Partial Conversion" then Column BA (AMOUNT) only will be converted based on selected currency (Column L) and Column BB (TAXES) value (INR) will be added to the converted values.
Note on K65: gepadmin: 1. If you choose "Full Conversion" then Column BA (AMOUNT) and Column BB (TAXES) BOTH values will be convert based on selected Currency in (Column L). 2. If you choose "Partial Conversion" then Column BA (AMOUNT) only will be converted based on selected currency (Column L) and Column BB (TAXES) value (INR) will be added to the converted values.
Note on K66: gepadmin: 1. If you choose "Full Conversion" then Column BA (AMOUNT) and Column BB (TAXES) BOTH values will be convert based on selected Currency in (Column L). 2. If you choose "Partial Conversion" then Column BA (AMOUNT) only will be converted based on selected currency (Column L) and Column BB (TAXES) value (INR) will be added to the converted values.
Note on K67: gepadmin: 1. If you choose "Full Conversion" then Column BA (AMOUNT) and Column BB (TAXES) BOTH values will be convert based on selected Currency in (Column L). 2. If you choose "Partial Conversion" then Column BA (AMOUNT) only will be converted based on selected currency (Column L) and Column BB (TAXES) value (INR) will be added to the converted values.
Note on K68: gepadmin: 1. If you choose "Full Conversion" then Column BA (AMOUNT) and Column BB (TAXES) BOTH values will be convert based on selected Currency in (Column L). 2. If you choose "Partial Conversion" then Column BA (AMOUNT) only will be converted based on selected currency (Column L) and Column BB (TAXES) value (INR) will be added to the converted values.
Note on K69: gepadmin: 1. If you choose "Full Conversion" then Column BA (AMOUNT) and Column BB (TAXES) BOTH values will be convert based on selected Currency in (Column L). 2. If you choose "Partial Conversion" then Column BA (AMOUNT) only will be converted based on selected currency (Column L) and Column BB (TAXES) value (INR) will be added to the converted values.
Note on K70: gepadmin: 1. If you choose "Full Conversion" then Column BA (AMOUNT) and Column BB (TAXES) BOTH values will be convert based on selected Currency in (Column L). 2. If you choose "Partial Conversion" then Column BA (AMOUNT) only will be converted based on selected currency (Column L) and Column BB (TAXES) value (INR) will be added to the converted values.
Note on K71: gepadmin: 1. If you choose "Full Conversion" then Column BA (AMOUNT) and Column BB (TAXES) BOTH values will be convert based on selected Currency in (Column L). 2. If you choose "Partial Conversion" then Column BA (AMOUNT) only will be converted based on selected currency (Column L) and Column BB (TAXES) value (INR) will be added to the converted values.
Note on K72: gepadmin: 1. If you choose "Full Conversion" then Column BA (AMOUNT) and Column BB (TAXES) BOTH values will be convert based on selected Currency in (Column L). 2. If you choose "Partial Conversion" then Column BA (AMOUNT) only will be converted based on selected currency (Column L) and Column BB (TAXES) value (INR) will be added to the converted values.
Note on K73: gepadmin: 1. If you choose "Full Conversion" then Column BA (AMOUNT) and Column BB (TAXES) BOTH values will be convert based on selected Currency in (Column L). 2. If you choose "Partial Conversion" then Column BA (AMOUNT) only will be converted based on selected currency (Column L) and Column BB (TAXES) value (INR) will be added to the converted values.
Note on K74: gepadmin: 1. If you choose "Full Conversion" then Column BA (AMOUNT) and Column BB (TAXES) BOTH values will be convert based on selected Currency in (Column L). 2. If you choose "Partial Conversion" then Column BA (AMOUNT) only will be converted based on selected currency (Column L) and Column BB (TAXES) value (INR) will be added to the converted values.
Note on K75: gepadmin: 1. If you choose "Full Conversion" then Column BA (AMOUNT) and Column BB (TAXES) BOTH values will be convert based on selected Currency in (Column L). 2. If you choose "Partial Conversion" then Column BA (AMOUNT) only will be converted based on selected currency (Column L) and Column BB (TAXES) value (INR) will be added to the converted values.
Note on K76: gepadmin: 1. If you choose "Full Conversion" then Column BA (AMOUNT) and Column BB (TAXES) BOTH values will be convert based on selected Currency in (Column L). 2. If you choose "Partial Conversion" then Column BA (AMOUNT) only will be converted based on selected currency (Column L) and Column BB (TAXES) value (INR) will be added to the converted values.
Note on K77: gepadmin: 1. If you choose "Full Conversion" then Column BA (AMOUNT) and Column BB (TAXES) BOTH values will be convert based on selected Currency in (Column L). 2. If you choose "Partial Conversion" then Column BA (AMOUNT) only will be converted based on selected currency (Column L) and Column BB (TAXES) value (INR) will be added to the converted values.
Note on K78: gepadmin: 1. If you choose "Full Conversion" then Column BA (AMOUNT) and Column BB (TAXES) BOTH values will be convert based on selected Currency in (Column L). 2. If you choose "Partial Conversion" then Column BA (AMOUNT) only will be converted based on selected currency (Column L) and Column BB (TAXES) value (INR) will be added to the converted values.
Note on K79: gepadmin: 1. If you choose "Full Conversion" then Column BA (AMOUNT) and Column BB (TAXES) BOTH values will be convert based on selected Currency in (Column L). 2. If you choose "Partial Conversion" then Column BA (AMOUNT) only will be converted based on selected currency (Column L) and Column BB (TAXES) value (INR) will be added to the converted values.
Note on K80: gepadmin: 1. If you choose "Full Conversion" then Column BA (AMOUNT) and Column BB (TAXES) BOTH values will be convert based on selected Currency in (Column L). 2. If you choose "Partial Conversion" then Column BA (AMOUNT) only will be converted based on selected currency (Column L) and Column BB (TAXES) value (INR) will be added to the converted values.
Note on K81: gepadmin: 1. If you choose "Full Conversion" then Column BA (AMOUNT) and Column BB (TAXES) BOTH values will be convert based on selected Currency in (Column L). 2. If you choose "Partial Conversion" then Column BA (AMOUNT) only will be converted based on selected currency (Column L) and Column BB (TAXES) value (INR) will be added to the converted values.
Note on K82: gepadmin: 1. If you choose "Full Conversion" then Column BA (AMOUNT) and Column BB (TAXES) BOTH values will be convert based on selected Currency in (Column L). 2. If you choose "Partial Conversion" then Column BA (AMOUNT) only will be converted based on selected currency (Column L) and Column BB (TAXES) value (INR) will be added to the converted values.
Note on K83: gepadmin: 1. If you choose "Full Conversion" then Column BA (AMOUNT) and Column BB (TAXES) BOTH values will be convert based on selected Currency in (Column L). 2. If you choose "Partial Conversion" then Column BA (AMOUNT) only will be converted based on selected currency (Column L) and Column BB (TAXES) value (INR) will be added to the converted values.
Note on K84: gepadmin: 1. If you choose "Full Conversion" then Column BA (AMOUNT) and Column BB (TAXES) BOTH values will be convert based on selected Currency in (Column L). 2. If you choose "Partial Conversion" then Column BA (AMOUNT) only will be converted based on selected currency (Column L) and Column BB (TAXES) value (INR) will be added to the converted values.
Note on K85: gepadmin: 1. If you choose "Full Conversion" then Column BA (AMOUNT) and Column BB (TAXES) BOTH values will be convert based on selected Currency in (Column L). 2. If you choose "Partial Conversion" then Column BA (AMOUNT) only will be converted based on selected currency (Column L) and Column BB (TAXES) value (INR) will be added to the converted values.
Note on K86: gepadmin: 1. If you choose "Full Conversion" then Column BA (AMOUNT) and Column BB (TAXES) BOTH values will be convert based on selected Currency in (Column L). 2. If you choose "Partial Conversion" then Column BA (AMOUNT) only will be converted based on selected currency (Column L) and Column BB (TAXES) value (INR) will be added to the converted values.
Note on K87: gepadmin: 1. If you choose "Full Conversion" then Column BA (AMOUNT) and Column BB (TAXES) BOTH values will be convert based on selected Currency in (Column L). 2. If you choose "Partial Conversion" then Column BA (AMOUNT) only will be converted based on selected currency (Column L) and Column BB (TAXES) value (INR) will be added to the converted values.
Note on K88: gepadmin: 1. If you choose "Full Conversion" then Column BA (AMOUNT) and Column BB (TAXES) BOTH values will be convert based on selected Currency in (Column L). 2. If you choose "Partial Conversion" then Column BA (AMOUNT) only will be converted based on selected currency (Column L) and Column BB (TAXES) value (INR) will be added to the converted values.
Note on K89: gepadmin: 1. If you choose "Full Conversion" then Column BA (AMOUNT) and Column BB (TAXES) BOTH values will be convert based on selected Currency in (Column L). 2. If you choose "Partial Conversion" then Column BA (AMOUNT) only will be converted based on selected currency (Column L) and Column BB (TAXES) value (INR) will be added to the converted values.
Note on K90: gepadmin: 1. If you choose "Full Conversion" then Column BA (AMOUNT) and Column BB (TAXES) BOTH values will be convert based on selected Currency in (Column L). 2. If you choose "Partial Conversion" then Column BA (AMOUNT) only will be converted based on selected currency (Column L) and Column BB (TAXES) value (INR) will be added to the converted values.
Note on K91: gepadmin: 1. If you choose "Full Conversion" then Column BA (AMOUNT) and Column BB (TAXES) BOTH values will be convert based on selected Currency in (Column L). 2. If you choose "Partial Conversion" then Column BA (AMOUNT) only will be converted based on selected currency (Column L) and Column BB (TAXES) value (INR) will be added to the converted values.
Note on K92: gepadmin: 1. If you choose "Full Conversion" then Column BA (AMOUNT) and Column BB (TAXES) BOTH values will be convert based on selected Currency in (Column L). 2. If you choose "Partial Conversion" then Column BA (AMOUNT) only will be converted based on selected currency (Column L) and Column BB (TAXES) value (INR) will be added to the converted values.
Note on K93: gepadmin: 1. If you choose "Full Conversion" then Column BA (AMOUNT) and Column BB (TAXES) BOTH values will be convert based on selected Currency in (Column L). 2. If you choose "Partial Conversion" then Column BA (AMOUNT) only will be converted based on selected currency (Column L) and Column BB (TAXES) value (INR) will be added to the converted values.
Note on K94: gepadmin: 1. If you choose "Full Conversion" then Column BA (AMOUNT) and Column BB (TAXES) BOTH values will be convert based on selected Currency in (Column L). 2. If you choose "Partial Conversion" then Column BA (AMOUNT) only will be converted based on selected currency (Column L) and Column BB (TAXES) value (INR) will be added to the converted values.
Note on K95: gepadmin: 1. If you choose "Full Conversion" then Column BA (AMOUNT) and Column BB (TAXES) BOTH values will be convert based on selected Currency in (Column L). 2. If you choose "Partial Conversion" then Column BA (AMOUNT) only will be converted based on selected currency (Column L) and Column BB (TAXES) value (INR) will be added to the converted values.
Note on K96: gepadmin: 1. If you choose "Full Conversion" then Column BA (AMOUNT) and Column BB (TAXES) BOTH values will be convert based on selected Currency in (Column L). 2. If you choose "Partial Conversion" then Column BA (AMOUNT) only will be converted based on selected currency (Column L) and Column BB (TAXES) value (INR) will be added to the converted values.
Note on K97: gepadmin: 1. If you choose "Full Conversion" then Column BA (AMOUNT) and Column BB (TAXES) BOTH values will be convert based on selected Currency in (Column L). 2. If you choose "Partial Conversion" then Column BA (AMOUNT) only will be converted based on selected currency (Column L) and Column BB (TAXES) value (INR) will be added to the converted values.
Note on K98: gepadmin: 1. If you choose "Full Conversion" then Column BA (AMOUNT) and Column BB (TAXES) BOTH values will be convert based on selected Currency in (Column L). 2. If you choose "Partial Conversion" then Column BA (AMOUNT) only will be converted based on selected currency (Column L) and Column BB (TAXES) value (INR) will be added to the converted values.
Note on K99: gepadmin: 1. If you choose "Full Conversion" then Column BA (AMOUNT) and Column BB (TAXES) BOTH values will be convert based on selected Currency in (Column L). 2. If you choose "Partial Conversion" then Column BA (AMOUNT) only will be converted based on selected currency (Column L) and Column BB (TAXES) value (INR) will be added to the converted values.
Note on K100: gepadmin: 1. If you choose "Full Conversion" then Column BA (AMOUNT) and Column BB (TAXES) BOTH values will be convert based on selected Currency in (Column L). 2. If you choose "Partial Conversion" then Column BA (AMOUNT) only will be converted based on selected currency (Column L) and Column BB (TAXES) value (INR) will be added to the converted values.
Note on K101: gepadmin: 1. If you choose "Full Conversion" then Column BA (AMOUNT) and Column BB (TAXES) BOTH values will be convert based on selected Currency in (Column L). 2. If you choose "Partial Conversion" then Column BA (AMOUNT) only will be converted based on selected currency (Column L) and Column BB (TAXES) value (INR) will be added to the converted values.
Note on K102: gepadmin: 1. If you choose "Full Conversion" then Column BA (AMOUNT) and Column BB (TAXES) BOTH values will be convert based on selected Currency in (Column L). 2. If you choose "Partial Conversion" then Column BA (AMOUNT) only will be converted based on selected currency (Column L) and Column BB (TAXES) value (INR) will be added to the converted values.
Note on K103: gepadmin: 1. If you choose "Full Conversion" then Column BA (AMOUNT) and Column BB (TAXES) BOTH values will be convert based on selected Currency in (Column L). 2. If you choose "Partial Conversion" then Column BA (AMOUNT) only will be converted based on selected currency (Column L) and Column BB (TAXES) value (INR) will be added to the converted values.
Note on K104: gepadmin: 1. If you choose "Full Conversion" then Column BA (AMOUNT) and Column BB (TAXES) BOTH values will be convert based on selected Currency in (Column L). 2. If you choose "Partial Conversion" then Column BA (AMOUNT) only will be converted based on selected currency (Column L) and Column BB (TAXES) value (INR) will be added to the converted values.
Note on K105: gepadmin: 1. If you choose "Full Conversion" then Column BA (AMOUNT) and Column BB (TAXES) BOTH values will be convert based on selected Currency in (Column L). 2. If you choose "Partial Conversion" then Column BA (AMOUNT) only will be converted based on selected currency (Column L) and Column BB (TAXES) value (INR) will be added to the converted values.
Note on K106: gepadmin: 1. If you choose "Full Conversion" then Column BA (AMOUNT) and Column BB (TAXES) BOTH values will be convert based on selected Currency in (Column L). 2. If you choose "Partial Conversion" then Column BA (AMOUNT) only will be converted based on selected currency (Column L) and Column BB (TAXES) value (INR) will be added to the converted values.
Note on K107: gepadmin: 1. If you choose "Full Conversion" then Column BA (AMOUNT) and Column BB (TAXES) BOTH values will be convert based on selected Currency in (Column L). 2. If you choose "Partial Conversion" then Column BA (AMOUNT) only will be converted based on selected currency (Column L) and Column BB (TAXES) value (INR) will be added to the converted values.
Note on K108: gepadmin: 1. If you choose "Full Conversion" then Column BA (AMOUNT) and Column BB (TAXES) BOTH values will be convert based on selected Currency in (Column L). 2. If you choose "Partial Conversion" then Column BA (AMOUNT) only will be converted based on selected currency (Column L) and Column BB (TAXES) value (INR) will be added to the converted values.
Note on K109: gepadmin: 1. If you choose "Full Conversion" then Column BA (AMOUNT) and Column BB (TAXES) BOTH values will be convert based on selected Currency in (Column L). 2. If you choose "Partial Conversion" then Column BA (AMOUNT) only will be converted based on selected currency (Column L) and Column BB (TAXES) value (INR) will be added to the converted values.
Note on K110: gepadmin: 1. If you choose "Full Conversion" then Column BA (AMOUNT) and Column BB (TAXES) BOTH values will be convert based on selected Currency in (Column L). 2. If you choose "Partial Conversion" then Column BA (AMOUNT) only will be converted based on selected currency (Column L) and Column BB (TAXES) value (INR) will be added to the converted values.
Note on K111: gepadmin: 1. If you choose "Full Conversion" then Column BA (AMOUNT) and Column BB (TAXES) BOTH values will be convert based on selected Currency in (Column L). 2. If you choose "Partial Conversion" then Column BA (AMOUNT) only will be converted based on selected currency (Column L) and Column BB (TAXES) value (INR) will be added to the converted values.
Note on K115: gepadmin: 1. If you choose "Full Conversion" then Column BA (AMOUNT) and Column BB (TAXES) BOTH values will be convert based on selected Currency in (Column L). 2. If you choose "Partial Conversion" then Column BA (AMOUNT) only will be converted based on selected currency (Column L) and Column BB (TAXES) value (INR) will be added to the converted values.
Note on K119: gepadmin: 1. If you choose "Full Conversion" then Column BA (AMOUNT) and Column BB (TAXES) BOTH values will be convert based on selected Currency in (Column L). 2. If you choose "Partial Conversion" then Column BA (AMOUNT) only will be converted based on selected currency (Column L) and Column BB (TAXES) value (INR) will be added to the converted values.
Note on K124: gepadmin: 1. If you choose "Full Conversion" then Column BA (AMOUNT) and Column BB (TAXES) BOTH values will be convert based on selected Currency in (Column L). 2. If you choose "Partial Conversion" then Column BA (AMOUNT) only will be converted based on selected currency (Column L) and Column BB (TAXES) value (INR) will be added to the converted values.
Note on K125: gepadmin: 1. If you choose "Full Conversion" then Column BA (AMOUNT) and Column BB (TAXES) BOTH values will be convert based on selected Currency in (Column L). 2. If you choose "Partial Conversion" then Column BA (AMOUNT) only will be converted based on selected currency (Column L) and Column BB (TAXES) value (INR) will be added to the converted values.
Note on K126: gepadmin: 1. If you choose "Full Conversion" then Column BA (AMOUNT) and Column BB (TAXES) BOTH values will be convert based on selected Currency in (Column L). 2. If you choose "Partial Conversion" then Column BA (AMOUNT) only will be converted based on selected currency (Column L) and Column BB (TAXES) value (INR) will be added to the converted values.
Note on K127: gepadmin: 1. If you choose "Full Conversion" then Column BA (AMOUNT) and Column BB (TAXES) BOTH values will be convert based on selected Currency in (Column L). 2. If you choose "Partial Conversion" then Column BA (AMOUNT) only will be converted based on selected currency (Column L) and Column BB (TAXES) value (INR) will be added to the converted values.
Note on K128: gepadmin: 1. If you choose "Full Conversion" then Column BA (AMOUNT) and Column BB (TAXES) BOTH values will be convert based on selected Currency in (Column L). 2. If you choose "Partial Conversion" then Column BA (AMOUNT) only will be converted based on selected currency (Column L) and Column BB (TAXES) value (INR) will be added to the converted values.
Note on K129: gepadmin: 1. If you choose "Full Conversion" then Column BA (AMOUNT) and Column BB (TAXES) BOTH values will be convert based on selected Currency in (Column L). 2. If you choose "Partial Conversion" then Column BA (AMOUNT) only will be converted based on selected currency (Column L) and Column BB (TAXES) value (INR) will be added to the converted values.
Note on K130: gepadmin: 1. If you choose "Full Conversion" then Column BA (AMOUNT) and Column BB (TAXES) BOTH values will be convert based on selected Currency in (Column L). 2. If you choose "Partial Conversion" then Column BA (AMOUNT) only will be converted based on selected currency (Column L) and Column BB (TAXES) value (INR) will be added to the converted values.
Note on K131: gepadmin: 1. If you choose "Full Conversion" then Column BA (AMOUNT) and Column BB (TAXES) BOTH values will be convert based on selected Currency in (Column L). 2. If you choose "Partial Conversion" then Column BA (AMOUNT) only will be converted based on selected currency (Column L) and Column BB (TAXES) value (INR) will be added to the converted values.
Note on K132: gepadmin: 1. If you choose "Full Conversion" then Column BA (AMOUNT) and Column BB (TAXES) BOTH values will be convert based on selected Currency in (Column L). 2. If you choose "Partial Conversion" then Column BA (AMOUNT) only will be converted based on selected currency (Column L) and Column BB (TAXES) value (INR) will be added to the converted values.
Note on K133: gepadmin: 1. If you choose "Full Conversion" then Column BA (AMOUNT) and Column BB (TAXES) BOTH values will be convert based on selected Currency in (Column L). 2. If you choose "Partial Conversion" then Column BA (AMOUNT) only will be converted based on selected currency (Column L) and Column BB (TAXES) value (INR) will be added to the converted values.
Note on K134: gepadmin: 1. If you choose "Full Conversion" then Column BA (AMOUNT) and Column BB (TAXES) BOTH values will be convert based on selected Currency in (Column L). 2. If you choose "Partial Conversion" then Column BA (AMOUNT) only will be converted based on selected currency (Column L) and Column BB (TAXES) value (INR) will be added to the converted values.
Note on K135: gepadmin: 1. If you choose "Full Conversion" then Column BA (AMOUNT) and Column BB (TAXES) BOTH values will be convert based on selected Currency in (Column L). 2. If you choose "Partial Conversion" then Column BA (AMOUNT) only will be converted based on selected currency (Column L) and Column BB (TAXES) value (INR) will be added to the converted values.
Note on K136: gepadmin: 1. If you choose "Full Conversion" then Column BA (AMOUNT) and Column BB (TAXES) BOTH values will be convert based on selected Currency in (Column L). 2. If you choose "Partial Conversion" then Column BA (AMOUNT) only will be converted based on selected currency (Column L) and Column BB (TAXES) value (INR) will be added to the converted values.
Note on K137: gepadmin: 1. If you choose "Full Conversion" then Column BA (AMOUNT) and Column BB (TAXES) BOTH values will be convert based on selected Currency in (Column L). 2. If you choose "Partial Conversion" then Column BA (AMOUNT) only will be converted based on selected currency (Column L) and Column BB (TAXES) value (INR) will be added to the converted values.
Note on K138: gepadmin: 1. If you choose "Full Conversion" then Column BA (AMOUNT) and Column BB (TAXES) BOTH values will be convert based on selected Currency in (Column L). 2. If you choose "Partial Conversion" then Column BA (AMOUNT) only will be converted based on selected currency (Column L) and Column BB (TAXES) value (INR) will be added to the converted values.
Note on K139: gepadmin: 1. If you choose "Full Conversion" then Column BA (AMOUNT) and Column BB (TAXES) BOTH values will be convert based on selected Currency in (Column L). 2. If you choose "Partial Conversion" then Column BA (AMOUNT) only will be converted based on selected currency (Column L) and Column BB (TAXES) value (INR) will be added to the converted values.
Note on K140: gepadmin: 1. If you choose "Full Conversion" then Column BA (AMOUNT) and Column BB (TAXES) BOTH values will be convert based on selected Currency in (Column L). 2. If you choose "Partial Conversion" then Column BA (AMOUNT) only will be converted based on selected currency (Column L) and Column BB (TAXES) value (INR) will be added to the converted values.
Note on K141: gepadmin: 1. If you choose "Full Conversion" then Column BA (AMOUNT) and Column BB (TAXES) BOTH values will be convert based on selected Currency in (Column L). 2. If you choose "Partial Conversion" then Column BA (AMOUNT) only will be converted based on selected currency (Column L) and Column BB (TAXES) value (INR) will be added to the converted values.
Note on K142: gepadmin: 1. If you choose "Full Conversion" then Column BA (AMOUNT) and Column BB (TAXES) BOTH values will be convert based on selected Currency in (Column L). 2. If you choose "Partial Conversion" then Column BA (AMOUNT) only will be converted based on selected currency (Column L) and Column BB (TAXES) value (INR) will be added to the converted values.
Note on K143: gepadmin: 1. If you choose "Full Conversion" then Column BA (AMOUNT) and Column BB (TAXES) BOTH values will be convert based on selected Currency in (Column L). 2. If you choose "Partial Conversion" then Column BA (AMOUNT) only will be converted based on selected currency (Column L) and Column BB (TAXES) value (INR) will be added to the converted values.
Note on K144: gepadmin: 1. If you choose "Full Conversion" then Column BA (AMOUNT) and Column BB (TAXES) BOTH values will be convert based on selected Currency in (Column L). 2. If you choose "Partial Conversion" then Column BA (AMOUNT) only will be converted based on selected currency (Column L) and Column BB (TAXES) value (INR) will be added to the converted values.
Note on K145: gepadmin: 1. If you choose "Full Conversion" then Column BA (AMOUNT) and Column BB (TAXES) BOTH values will be convert based on selected Currency in (Column L). 2. If you choose "Partial Conversion" then Column BA (AMOUNT) only will be converted based on selected currency (Column L) and Column BB (TAXES) value (INR) will be added to the converted values.
Note on K146: gepadmin: 1. If you choose "Full Conversion" then Column BA (AMOUNT) and Column BB (TAXES) BOTH values will be convert based on selected Currency in (Column L). 2. If you choose "Partial Conversion" then Column BA (AMOUNT) only will be converted based on selected currency (Column L) and Column BB (TAXES) value (INR) will be added to the converted values.
Note on K147: gepadmin: 1. If you choose "Full Conversion" then Column BA (AMOUNT) and Column BB (TAXES) BOTH values will be convert based on selected Currency in (Column L). 2. If you choose "Partial Conversion" then Column BA (AMOUNT) only will be converted based on selected currency (Column L) and Column BB (TAXES) value (INR) will be added to the converted values.
Note on K148: gepadmin: 1. If you choose "Full Conversion" then Column BA (AMOUNT) and Column BB (TAXES) BOTH values will be convert based on selected Currency in (Column L). 2. If you choose "Partial Conversion" then Column BA (AMOUNT) only will be converted based on selected currency (Column L) and Column BB (TAXES) value (INR) will be added to the converted values.
Note on K149: gepadmin: 1. If you choose "Full Conversion" then Column BA (AMOUNT) and Column BB (TAXES) BOTH values will be convert based on selected Currency in (Column L). 2. If you choose "Partial Conversion" then Column BA (AMOUNT) only will be converted based on selected currency (Column L) and Column BB (TAXES) value (INR) will be added to the converted values.
Note on K150: gepadmin: 1. If you choose "Full Conversion" then Column BA (AMOUNT) and Column BB (TAXES) BOTH values will be convert based on selected Currency in (Column L). 2. If you choose "Partial Conversion" then Column BA (AMOUNT) only will be converted based on selected currency (Column L) and Column BB (TAXES) value (INR) will be added to the converted values.
Note on K151: gepadmin: 1. If you choose "Full Conversion" then Column BA (AMOUNT) and Column BB (TAXES) BOTH values will be convert based on selected Currency in (Column L). 2. If you choose "Partial Conversion" then Column BA (AMOUNT) only will be converted based on selected currency (Column L) and Column BB (TAXES) value (INR) will be added to the converted values.
Note on K152: gepadmin: 1. If you choose "Full Conversion" then Column BA (AMOUNT) and Column BB (TAXES) BOTH values will be convert based on selected Currency in (Column L). 2. If you choose "Partial Conversion" then Column BA (AMOUNT) only will be converted based on selected currency (Column L) and Column BB (TAXES) value (INR) will be added to the converted values.
Note on K153: gepadmin: 1. If you choose "Full Conversion" then Column BA (AMOUNT) and Column BB (TAXES) BOTH values will be convert based on selected Currency in (Column L). 2. If you choose "Partial Conversion" then Column BA (AMOUNT) only will be converted based on selected currency (Column L) and Column BB (TAXES) value (INR) will be added to the converted values.
Note on K154: gepadmin: 1. If you choose "Full Conversion" then Column BA (AMOUNT) and Column BB (TAXES) BOTH values will be convert based on selected Currency in (Column L). 2. If you choose "Partial Conversion" then Column BA (AMOUNT) only will be converted based on selected currency (Column L) and Column BB (TAXES) value (INR) will be added to the converted values.
Note on K155: gepadmin: 1. If you choose "Full Conversion" then Column BA (AMOUNT) and Column BB (TAXES) BOTH values will be convert based on selected Currency in (Column L). 2. If you choose "Partial Conversion" then Column BA (AMOUNT) only will be converted based on selected currency (Column L) and Column BB (TAXES) value (INR) will be added to the converted values.
Note on K156: gepadmin: 1. If you choose "Full Conversion" then Column BA (AMOUNT) and Column BB (TAXES) BOTH values will be convert based on selected Currency in (Column L). 2. If you choose "Partial Conversion" then Column BA (AMOUNT) only will be converted based on selected currency (Column L) and Column BB (TAXES) value (INR) will be added to the converted values.
Note on K157: gepadmin: 1. If you choose "Full Conversion" then Column BA (AMOUNT) and Column BB (TAXES) BOTH values will be convert based on selected Currency in (Column L). 2. If you choose "Partial Conversion" then Column BA (AMOUNT) only will be converted based on selected currency (Column L) and Column BB (TAXES) value (INR) will be added to the converted values.
Note on K158: gepadmin: 1. If you choose "Full Conversion" then Column BA (AMOUNT) and Column BB (TAXES) BOTH values will be convert based on selected Currency in (Column L). 2. If you choose "Partial Conversion" then Column BA (AMOUNT) only will be converted based on selected currency (Column L) and Column BB (TAXES) value (INR) will be added to the converted values.
Note on K159: gepadmin: 1. If you choose "Full Conversion" then Column BA (AMOUNT) and Column BB (TAXES) BOTH values will be convert based on selected Currency in (Column L). 2. If you choose "Partial Conversion" then Column BA (AMOUNT) only will be converted based on selected currency (Column L) and Column BB (TAXES) value (INR) will be added to the converted values.
Note on K160: gepadmin: 1. If you choose "Full Conversion" then Column BA (AMOUNT) and Column BB (TAXES) BOTH values will be convert based on selected Currency in (Column L). 2. If you choose "Partial Conversion" then Column BA (AMOUNT) only will be converted based on selected currency (Column L) and Column BB (TAXES) value (INR) will be added to the converted values.
Note on K161: gepadmin: 1. If you choose "Full Conversion" then Column BA (AMOUNT) and Column BB (TAXES) BOTH values will be convert based on selected Currency in (Column L). 2. If you choose "Partial Conversion" then Column BA (AMOUNT) only will be converted based on selected currency (Column L) and Column BB (TAXES) value (INR) will be added to the converted values.
Note on K162: gepadmin: 1. If you choose "Full Conversion" then Column BA (AMOUNT) and Column BB (TAXES) BOTH values will be convert based on selected Currency in (Column L). 2. If you choose "Partial Conversion" then Column BA (AMOUNT) only will be converted based on selected currency (Column L) and Column BB (TAXES) value (INR) will be added to the converted values.
Note on K163: gepadmin: 1. If you choose "Full Conversion" then Column BA (AMOUNT) and Column BB (TAXES) BOTH values will be convert based on selected Currency in (Column L). 2. If you choose "Partial Conversion" then Column BA (AMOUNT) only will be converted based on selected currency (Column L) and Column BB (TAXES) value (INR) will be added to the converted values.
Note on K164: gepadmin: 1. If you choose "Full Conversion" then Column BA (AMOUNT) and Column BB (TAXES) BOTH values will be convert based on selected Currency in (Column L). 2. If you choose "Partial Conversion" then Column BA (AMOUNT) only will be converted based on selected currency (Column L) and Column BB (TAXES) value (INR) will be added to the converted values.
Note on K165: gepadmin: 1. If you choose "Full Conversion" then Column BA (AMOUNT) and Column BB (TAXES) BOTH values will be convert based on selected Currency in (Column L). 2. If you choose "Partial Conversion" then Column BA (AMOUNT) only will be converted based on selected currency (Column L) and Column BB (TAXES) value (INR) will be added to the converted values.
Note on K166: gepadmin: 1. If you choose "Full Conversion" then Column BA (AMOUNT) and Column BB (TAXES) BOTH values will be convert based on selected Currency in (Column L). 2. If you choose "Partial Conversion" then Column BA (AMOUNT) only will be converted based on selected currency (Column L) and Column BB (TAXES) value (INR) will be added to the converted values.
Note on K167: gepadmin: 1. If you choose "Full Conversion" then Column BA (AMOUNT) and Column BB (TAXES) BOTH values will be convert based on selected Currency in (Column L). 2. If you choose "Partial Conversion" then Column BA (AMOUNT) only will be converted based on selected currency (Column L) and Column BB (TAXES) value (INR) will be added to the converted values.
Note on K168: gepadmin: 1. If you choose "Full Conversion" then Column BA (AMOUNT) and Column BB (TAXES) BOTH values will be convert based on selected Currency in (Column L). 2. If you choose "Partial Conversion" then Column BA (AMOUNT) only will be converted based on selected currency (Column L) and Column BB (TAXES) value (INR) will be added to the converted values.
Note on K169: gepadmin: 1. If you choose "Full Conversion" then Column BA (AMOUNT) and Column BB (TAXES) BOTH values will be convert based on selected Currency in (Column L). 2. If you choose "Partial Conversion" then Column BA (AMOUNT) only will be converted based on selected currency (Column L) and Column BB (TAXES) value (INR) will be added to the converted values.
Note on K170: gepadmin: 1. If you choose "Full Conversion" then Column BA (AMOUNT) and Column BB (TAXES) BOTH values will be convert based on selected Currency in (Column L). 2. If you choose "Partial Conversion" then Column BA (AMOUNT) only will be converted based on selected currency (Column L) and Column BB (TAXES) value (INR) will be added to the converted values.
Note on K171: gepadmin: 1. If you choose "Full Conversion" then Column BA (AMOUNT) and Column BB (TAXES) BOTH values will be convert based on selected Currency in (Column L). 2. If you choose "Partial Conversion" then Column BA (AMOUNT) only will be converted based on selected currency (Column L) and Column BB (TAXES) value (INR) will be added to the converted values.
Note on K172: gepadmin: 1. If you choose "Full Conversion" then Column BA (AMOUNT) and Column BB (TAXES) BOTH values will be convert based on selected Currency in (Column L). 2. If you choose "Partial Conversion" then Column BA (AMOUNT) only will be converted based on selected currency (Column L) and Column BB (TAXES) value (INR) will be added to the converted values.
Note on K173: gepadmin: 1. If you choose "Full Conversion" then Column BA (AMOUNT) and Column BB (TAXES) BOTH values will be convert based on selected Currency in (Column L). 2. If you choose "Partial Conversion" then Column BA (AMOUNT) only will be converted based on selected currency (Column L) and Column BB (TAXES) value (INR) will be added to the converted values.
Note on K174: gepadmin: 1. If you choose "Full Conversion" then Column BA (AMOUNT) and Column BB (TAXES) BOTH values will be convert based on selected Currency in (Column L). 2. If you choose "Partial Conversion" then Column BA (AMOUNT) only will be converted based on selected currency (Column L) and Column BB (TAXES) value (INR) will be added to the converted values.
Note on K175: gepadmin: 1. If you choose "Full Conversion" then Column BA (AMOUNT) and Column BB (TAXES) BOTH values will be convert based on selected Currency in (Column L). 2. If you choose "Partial Conversion" then Column BA (AMOUNT) only will be converted based on selected currency (Column L) and Column BB (TAXES) value (INR) will be added to the converted values.
Note on K176: gepadmin: 1. If you choose "Full Conversion" then Column BA (AMOUNT) and Column BB (TAXES) BOTH values will be convert based on selected Currency in (Column L). 2. If you choose "Partial Conversion" then Column BA (AMOUNT) only will be converted based on selected currency (Column L) and Column BB (TAXES) value (INR) will be added to the converted values.
Note on K177: gepadmin: 1. If you choose "Full Conversion" then Column BA (AMOUNT) and Column BB (TAXES) BOTH values will be convert based on selected Currency in (Column L). 2. If you choose "Partial Conversion" then Column BA (AMOUNT) only will be converted based on selected currency (Column L) and Column BB (TAXES) value (INR) will be added to the converted values.
Note on K178: gepadmin: 1. If you choose "Full Conversion" then Column BA (AMOUNT) and Column BB (TAXES) BOTH values will be convert based on selected Currency in (Column L). 2. If you choose "Partial Conversion" then Column BA (AMOUNT) only will be converted based on selected currency (Column L) and Column BB (TAXES) value (INR) will be added to the converted values.
Note on K179: gepadmin: 1. If you choose "Full Conversion" then Column BA (AMOUNT) and Column BB (TAXES) BOTH values will be convert based on selected Currency in (Column L). 2. If you choose "Partial Conversion" then Column BA (AMOUNT) only will be converted based on selected currency (Column L) and Column BB (TAXES) value (INR) will be added to the converted values.
Note on K180: gepadmin: 1. If you choose "Full Conversion" then Column BA (AMOUNT) and Column BB (TAXES) BOTH values will be convert based on selected Currency in (Column L). 2. If you choose "Partial Conversion" then Column BA (AMOUNT) only will be converted based on selected currency (Column L) and Column BB (TAXES) value (INR) will be added to the converted values.
Note on K181: gepadmin: 1. If you choose "Full Conversion" then Column BA (AMOUNT) and Column BB (TAXES) BOTH values will be convert based on selected Currency in (Column L). 2. If you choose "Partial Conversion" then Column BA (AMOUNT) only will be converted based on selected currency (Column L) and Column BB (TAXES) value (INR) will be added to the converted values.
Note on K182: gepadmin: 1. If you choose "Full Conversion" then Column BA (AMOUNT) and Column BB (TAXES) BOTH values will be convert based on selected Currency in (Column L). 2. If you choose "Partial Conversion" then Column BA (AMOUNT) only will be converted based on selected currency (Column L) and Column BB (TAXES) value (INR) will be added to the converted values.
Note on K183: gepadmin: 1. If you choose "Full Conversion" then Column BA (AMOUNT) and Column BB (TAXES) BOTH values will be convert based on selected Currency in (Column L). 2. If you choose "Partial Conversion" then Column BA (AMOUNT) only will be converted based on selected currency (Column L) and Column BB (TAXES) value (INR) will be added to the converted values.
Note on K184: gepadmin: 1. If you choose "Full Conversion" then Column BA (AMOUNT) and Column BB (TAXES) BOTH values will be convert based on selected Currency in (Column L). 2. If you choose "Partial Conversion" then Column BA (AMOUNT) only will be converted based on selected currency (Column L) and Column BB (TAXES) value (INR) will be added to the converted values.
Note on K185: gepadmin: 1. If you choose "Full Conversion" then Column BA (AMOUNT) and Column BB (TAXES) BOTH values will be convert based on selected Currency in (Column L). 2. If you choose "Partial Conversion" then Column BA (AMOUNT) only will be converted based on selected currency (Column L) and Column BB (TAXES) value (INR) will be added to the converted values.
Note on K186: gepadmin: 1. If you choose "Full Conversion" then Column BA (AMOUNT) and Column BB (TAXES) BOTH values will be convert based on selected Currency in (Column L). 2. If you choose "Partial Conversion" then Column BA (AMOUNT) only will be converted based on selected currency (Column L) and Column BB (TAXES) value (INR) will be added to the converted values.
Note on K187: gepadmin: 1. If you choose "Full Conversion" then Column BA (AMOUNT) and Column BB (TAXES) BOTH values will be convert based on selected Currency in (Column L). 2. If you choose "Partial Conversion" then Column BA (AMOUNT) only will be converted based on selected currency (Column L) and Column BB (TAXES) value (INR) will be added to the converted values.
Note on K188: gepadmin: 1. If you choose "Full Conversion" then Column BA (AMOUNT) and Column BB (TAXES) BOTH values will be convert based on selected Currency in (Column L). 2. If you choose "Partial Conversion" then Column BA (AMOUNT) only will be converted based on selected currency (Column L) and Column BB (TAXES) value (INR) will be added to the converted values.
Note on K189: gepadmin: 1. If you choose "Full Conversion" then Column BA (AMOUNT) and Column BB (TAXES) BOTH values will be convert based on selected Currency in (Column L). 2. If you choose "Partial Conversion" then Column BA (AMOUNT) only will be converted based on selected currency (Column L) and Column BB (TAXES) value (INR) will be added to the converted values.
Note on K190: gepadmin: 1. If you choose "Full Conversion" then Column BA (AMOUNT) and Column BB (TAXES) BOTH values will be convert based on selected Currency in (Column L). 2. If you choose "Partial Conversion" then Column BA (AMOUNT) only will be converted based on selected currency (Column L) and Column BB (TAXES) value (INR) will be added to the converted values.
Note on K191: gepadmin: 1. If you choose "Full Conversion" then Column BA (AMOUNT) and Column BB (TAXES) BOTH values will be convert based on selected Currency in (Column L). 2. If you choose "Partial Conversion" then Column BA (AMOUNT) only will be converted based on selected currency (Column L) and Column BB (TAXES) value (INR) will be added to the converted values.
Note on K192: gepadmin: 1. If you choose "Full Conversion" then Column BA (AMOUNT) and Column BB (TAXES) BOTH values will be convert based on selected Currency in (Column L). 2. If you choose "Partial Conversion" then Column BA (AMOUNT) only will be converted based on selected currency (Column L) and Column BB (TAXES) value (INR) will be added to the converted values.
Note on K193: gepadmin: 1. If you choose "Full Conversion" then Column BA (AMOUNT) and Column BB (TAXES) BOTH values will be convert based on selected Currency in (Column L). 2. If you choose "Partial Conversion" then Column BA (AMOUNT) only will be converted based on selected currency (Column L) and Column BB (TAXES) value (INR) will be added to the converted values.
Note on K194: gepadmin: 1. If you choose "Full Conversion" then Column BA (AMOUNT) and Column BB (TAXES) BOTH values will be convert based on selected Currency in (Column L). 2. If you choose "Partial Conversion" then Column BA (AMOUNT) only will be converted based on selected currency (Column L) and Column BB (TAXES) value (INR) will be added to the converted values.
Note on K195: gepadmin: 1. If you choose "Full Conversion" then Column BA (AMOUNT) and Column BB (TAXES) BOTH values will be convert based on selected Currency in (Column L). 2. If you choose "Partial Conversion" then Column BA (AMOUNT) only will be converted based on selected currency (Column L) and Column BB (TAXES) value (INR) will be added to the converted values.
Note on K196: gepadmin: 1. If you choose "Full Conversion" then Column BA (AMOUNT) and Column BB (TAXES) BOTH values will be convert based on selected Currency in (Column L). 2. If you choose "Partial Conversion" then Column BA (AMOUNT) only will be converted based on selected currency (Column L) and Column BB (TAXES) value (INR) will be added to the converted values.
Note on K197: gepadmin: 1. If you choose "Full Conversion" then Column BA (AMOUNT) and Column BB (TAXES) BOTH values will be convert based on selected Currency in (Column L). 2. If you choose "Partial Conversion" then Column BA (AMOUNT) only will be converted based on selected currency (Column L) and Column BB (TAXES) value (INR) will be added to the converted values.
Note on K198: gepadmin: 1. If you choose "Full Conversion" then Column BA (AMOUNT) and Column BB (TAXES) BOTH values will be convert based on selected Currency in (Column L). 2. If you choose "Partial Conversion" then Column BA (AMOUNT) only will be converted based on selected currency (Column L) and Column BB (TAXES) value (INR) will be added to the converted values.
Note on K199: gepadmin: 1. If you choose "Full Conversion" then Column BA (AMOUNT) and Column BB (TAXES) BOTH values will be convert based on selected Currency in (Column L). 2. If you choose "Partial Conversion" then Column BA (AMOUNT) only will be converted based on selected currency (Column L) and Column BB (TAXES) value (INR) will be added to the converted values.
Note on K200: gepadmin: 1. If you choose "Full Conversion" then Column BA (AMOUNT) and Column BB (TAXES) BOTH values will be convert based on selected Currency in (Column L). 2. If you choose "Partial Conversion" then Column BA (AMOUNT) only will be converted based on selected currency (Column L) and Column BB (TAXES) value (INR) will be added to the converted values.
Note on K201: gepadmin: 1. If you choose "Full Conversion" then Column BA (AMOUNT) and Column BB (TAXES) BOTH values will be convert based on selected Currency in (Column L). 2. If you choose "Partial Conversion" then Column BA (AMOUNT) only will be converted based on selected currency (Column L) and Column BB (TAXES) value (INR) will be added to the converted values.
Note on K202: gepadmin: 1. If you choose "Full Conversion" then Column BA (AMOUNT) and Column BB (TAXES) BOTH values will be convert based on selected Currency in (Column L). 2. If you choose "Partial Conversion" then Column BA (AMOUNT) only will be converted based on selected currency (Column L) and Column BB (TAXES) value (INR) will be added to the converted values.
Note on K203: gepadmin: 1. If you choose "Full Conversion" then Column BA (AMOUNT) and Column BB (TAXES) BOTH values will be convert based on selected Currency in (Column L). 2. If you choose "Partial Conversion" then Column BA (AMOUNT) only will be converted based on selected currency (Column L) and Column BB (TAXES) value (INR) will be added to the converted values.
Note on K204: gepadmin: 1. If you choose "Full Conversion" then Column BA (AMOUNT) and Column BB (TAXES) BOTH values will be convert based on selected Currency in (Column L). 2. If you choose "Partial Conversion" then Column BA (AMOUNT) only will be converted based on selected currency (Column L) and Column BB (TAXES) value (INR) will be added to the converted values.
Note on K205: gepadmin: 1. If you choose "Full Conversion" then Column BA (AMOUNT) and Column BB (TAXES) BOTH values will be convert based on selected Currency in (Column L). 2. If you choose "Partial Conversion" then Column BA (AMOUNT) only will be converted based on selected currency (Column L) and Column BB (TAXES) value (INR) will be added to the converted values.
Note on K206: gepadmin: 1. If you choose "Full Conversion" then Column BA (AMOUNT) and Column BB (TAXES) BOTH values will be convert based on selected Currency in (Column L). 2. If you choose "Partial Conversion" then Column BA (AMOUNT) only will be converted based on selected currency (Column L) and Column BB (TAXES) value (INR) will be added to the converted values.
Note on K207: gepadmin: 1. If you choose "Full Conversion" then Column BA (AMOUNT) and Column BB (TAXES) BOTH values will be convert based on selected Currency in (Column L). 2. If you choose "Partial Conversion" then Column BA (AMOUNT) only will be converted based on selected currency (Column L) and Column BB (TAXES) value (INR) will be added to the converted values.
Note on K208: gepadmin: 1. If you choose "Full Conversion" then Column BA (AMOUNT) and Column BB (TAXES) BOTH values will be convert based on selected Currency in (Column L). 2. If you choose "Partial Conversion" then Column BA (AMOUNT) only will be converted based on selected currency (Column L) and Column BB (TAXES) value (INR) will be added to the converted values.
Note on K216: gepadmin: 1. If you choose "Full Conversion" then Column BA (AMOUNT) and Column BB (TAXES) BOTH values will be convert based on selected Currency in (Column L). 2. If you choose "Partial Conversion" then Column BA (AMOUNT) only will be converted based on selected currency (Column L) and Column BB (TAXES) value (INR) will be added to the converted values.
Note on K219: gepadmin: 1. If you choose "Full Conversion" then Column BA (AMOUNT) and Column BB (TAXES) BOTH values will be convert based on selected Currency in (Column L). 2. If you choose "Partial Conversion" then Column BA (AMOUNT) only will be converted based on selected currency (Column L) and Column BB (TAXES) value (INR) will be added to the converted values.
Note on K221: gepadmin: 1. If you choose "Full Conversion" then Column BA (AMOUNT) and Column BB (TAXES) BOTH values will be convert based on selected Currency in (Column L). 2. If you choose "Partial Conversion" then Column BA (AMOUNT) only will be converted based on selected currency (Column L) and Column BB (TAXES) value (INR) will be added to the converted values.
Note on K222: gepadmin: 1. If you choose "Full Conversion" then Column BA (AMOUNT) and Column BB (TAXES) BOTH values will be convert based on selected Currency in (Column L). 2. If you choose "Partial Conversion" then Column BA (AMOUNT) only will be converted based on selected currency (Column L) and Column BB (TAXES) value (INR) will be added to the converted values.
Note on K223: gepadmin: 1. If you choose "Full Conversion" then Column BA (AMOUNT) and Column BB (TAXES) BOTH values will be convert based on selected Currency in (Column L). 2. If you choose "Partial Conversion" then Column BA (AMOUNT) only will be converted based on selected currency (Column L) and Column BB (TAXES) value (INR) will be added to the converted values.
Note on K224: gepadmin: 1. If you choose "Full Conversion" then Column BA (AMOUNT) and Column BB (TAXES) BOTH values will be convert based on selected Currency in (Column L). 2. If you choose "Partial Conversion" then Column BA (AMOUNT) only will be converted based on selected currency (Column L) and Column BB (TAXES) value (INR) will be added to the converted values.
Note on K225: gepadmin: 1. If you choose "Full Conversion" then Column BA (AMOUNT) and Column BB (TAXES) BOTH values will be convert based on selected Currency in (Column L). 2. If you choose "Partial Conversion" then Column BA (AMOUNT) only will be converted based on selected currency (Column L) and Column BB (TAXES) value (INR) will be added to the converted values.
Note on K226: gepadmin: 1. If you choose "Full Conversion" then Column BA (AMOUNT) and Column BB (TAXES) BOTH values will be convert based on selected Currency in (Column L). 2. If you choose "Partial Conversion" then Column BA (AMOUNT) only will be converted based on selected currency (Column L) and Column BB (TAXES) value (INR) will be added to the converted values.
Note on K227: gepadmin: 1. If you choose "Full Conversion" then Column BA (AMOUNT) and Column BB (TAXES) BOTH values will be convert based on selected Currency in (Column L). 2. If you choose "Partial Conversion" then Column BA (AMOUNT) only will be converted based on selected currency (Column L) and Column BB (TAXES) value (INR) will be added to the converted values.
Note on K228: gepadmin: 1. If you choose "Full Conversion" then Column BA (AMOUNT) and Column BB (TAXES) BOTH values will be convert based on selected Currency in (Column L). 2. If you choose "Partial Conversion" then Column BA (AMOUNT) only will be converted based on selected currency (Column L) and Column BB (TAXES) value (INR) will be added to the converted values.
Note on K229: gepadmin: 1. If you choose "Full Conversion" then Column BA (AMOUNT) and Column BB (TAXES) BOTH values will be convert based on selected Currency in (Column L). 2. If you choose "Partial Conversion" then Column BA (AMOUNT) only will be converted based on selected currency (Column L) and Column BB (TAXES) value (INR) will be added to the converted values.
Note on K230: gepadmin: 1. If you choose "Full Conversion" then Column BA (AMOUNT) and Column BB (TAXES) BOTH values will be convert based on selected Currency in (Column L). 2. If you choose "Partial Conversion" then Column BA (AMOUNT) only will be converted based on selected currency (Column L) and Column BB (TAXES) value (INR) will be added to the converted values.
Note on K231: gepadmin: 1. If you choose "Full Conversion" then Column BA (AMOUNT) and Column BB (TAXES) BOTH values will be convert based on selected Currency in (Column L). 2. If you choose "Partial Conversion" then Column BA (AMOUNT) only will be converted based on selected currency (Column L) and Column BB (TAXES) value (INR) will be added to the converted values.
Note on K232: gepadmin: 1. If you choose "Full Conversion" then Column BA (AMOUNT) and Column BB (TAXES) BOTH values will be convert based on selected Currency in (Column L). 2. If you choose "Partial Conversion" then Column BA (AMOUNT) only will be converted based on selected currency (Column L) and Column BB (TAXES) value (INR) will be added to the converted values.
Note on K233: gepadmin: 1. If you choose "Full Conversion" then Column BA (AMOUNT) and Column BB (TAXES) BOTH values will be convert based on selected Currency in (Column L). 2. If you choose "Partial Conversion" then Column BA (AMOUNT) only will be converted based on selected currency (Column L) and Column BB (TAXES) value (INR) will be added to the converted values.
Note on K234: gepadmin: 1. If you choose "Full Conversion" then Column BA (AMOUNT) and Column BB (TAXES) BOTH values will be convert based on selected Currency in (Column L). 2. If you choose "Partial Conversion" then Column BA (AMOUNT) only will be converted based on selected currency (Column L) and Column BB (TAXES) value (INR) will be added to the converted values.
Note on K235: gepadmin: 1. If you choose "Full Conversion" then Column BA (AMOUNT) and Column BB (TAXES) BOTH values will be convert based on selected Currency in (Column L). 2. If you choose "Partial Conversion" then Column BA (AMOUNT) only will be converted based on selected currency (Column L) and Column BB (TAXES) value (INR) will be added to the converted values.
Note on K236: gepadmin: 1. If you choose "Full Conversion" then Column BA (AMOUNT) and Column BB (TAXES) BOTH values will be convert based on selected Currency in (Column L). 2. If you choose "Partial Conversion" then Column BA (AMOUNT) only will be converted based on selected currency (Column L) and Column BB (TAXES) value (INR) will be added to the converted values.
Note on K238: gepadmin: 1. If you choose "Full Conversion" then Column BA (AMOUNT) and Column BB (TAXES) BOTH values will be convert based on selected Currency in (Column L). 2. If you choose "Partial Conversion" then Column BA (AMOUNT) only will be converted based on selected currency (Column L) and Column BB (TAXES) value (INR) will be added to the converted values.
Note on K239: gepadmin: 1. If you choose "Full Conversion" then Column BA (AMOUNT) and Column BB (TAXES) BOTH values will be convert based on selected Currency in (Column L). 2. If you choose "Partial Conversion" then Column BA (AMOUNT) only will be converted based on selected currency (Column L) and Column BB (TAXES) value (INR) will be added to the converted values.
Note on K240: gepadmin: 1. If you choose "Full Conversion" then Column BA (AMOUNT) and Column BB (TAXES) BOTH values will be convert based on selected Currency in (Column L). 2. If you choose "Partial Conversion" then Column BA (AMOUNT) only will be converted based on selected currency (Column L) and Column BB (TAXES) value (INR) will be added to the converted values.
Note on K241: gepadmin: 1. If you choose "Full Conversion" then Column BA (AMOUNT) and Column BB (TAXES) BOTH values will be convert based on selected Currency in (Column L). 2. If you choose "Partial Conversion" then Column BA (AMOUNT) only will be converted based on selected currency (Column L) and Column BB (TAXES) value (INR) will be added to the converted values.
Note on K242: gepadmin: 1. If you choose "Full Conversion" then Column BA (AMOUNT) and Column BB (TAXES) BOTH values will be convert based on selected Currency in (Column L). 2. If you choose "Partial Conversion" then Column BA (AMOUNT) only will be converted based on selected currency (Column L) and Column BB (TAXES) value (INR) will be added to the converted values.
Note on K243: gepadmin: 1. If you choose "Full Conversion" then Column BA (AMOUNT) and Column BB (TAXES) BOTH values will be convert based on selected Currency in (Column L). 2. If you choose "Partial Conversion" then Column BA (AMOUNT) only will be converted based on selected currency (Column L) and Column BB (TAXES) value (INR) will be added to the converted values.
Note on K244: gepadmin: 1. If you choose "Full Conversion" then Column BA (AMOUNT) and Column BB (TAXES) BOTH values will be convert based on selected Currency in (Column L). 2. If you choose "Partial Conversion" then Column BA (AMOUNT) only will be converted based on selected currency (Column L) and Column BB (TAXES) value (INR) will be added to the converted values.
Note on K245: gepadmin: 1. If you choose "Full Conversion" then Column BA (AMOUNT) and Column BB (TAXES) BOTH values will be convert based on selected Currency in (Column L). 2. If you choose "Partial Conversion" then Column BA (AMOUNT) only will be converted based on selected currency (Column L) and Column BB (TAXES) value (INR) will be added to the converted values.
Note on K246: gepadmin: 1. If you choose "Full Conversion" then Column BA (AMOUNT) and Column BB (TAXES) BOTH values will be convert based on selected Currency in (Column L). 2. If you choose "Partial Conversion" then Column BA (AMOUNT) only will be converted based on selected currency (Column L) and Column BB (TAXES) value (INR) will be added to the converted values.
Note on K247: gepadmin: 1. If you choose "Full Conversion" then Column BA (AMOUNT) and Column BB (TAXES) BOTH values will be convert based on selected Currency in (Column L). 2. If you choose "Partial Conversion" then Column BA (AMOUNT) only will be converted based on selected currency (Column L) and Column BB (TAXES) value (INR) will be added to the converted values.
Note on K248: gepadmin: 1. If you choose "Full Conversion" then Column BA (AMOUNT) and Column BB (TAXES) BOTH values will be convert based on selected Currency in (Column L). 2. If you choose "Partial Conversion" then Column BA (AMOUNT) only will be converted based on selected currency (Column L) and Column BB (TAXES) value (INR) will be added to the converted values.
Note on K249: gepadmin: 1. If you choose "Full Conversion" then Column BA (AMOUNT) and Column BB (TAXES) BOTH values will be convert based on selected Currency in (Column L). 2. If you choose "Partial Conversion" then Column BA (AMOUNT) only will be converted based on selected currency (Column L) and Column BB (TAXES) value (INR) will be added to the converted values.
Note on K250: gepadmin: 1. If you choose "Full Conversion" then Column BA (AMOUNT) and Column BB (TAXES) BOTH values will be convert based on selected Currency in (Column L). 2. If you choose "Partial Conversion" then Column BA (AMOUNT) only will be converted based on selected currency (Column L) and Column BB (TAXES) value (INR) will be added to the converted values.
Note on K251: gepadmin: 1. If you choose "Full Conversion" then Column BA (AMOUNT) and Column BB (TAXES) BOTH values will be convert based on selected Currency in (Column L). 2. If you choose "Partial Conversion" then Column BA (AMOUNT) only will be converted based on selected currency (Column L) and Column BB (TAXES) value (INR) will be added to the converted values.
Note on K252: gepadmin: 1. If you choose "Full Conversion" then Column BA (AMOUNT) and Column BB (TAXES) BOTH values will be convert based on selected Currency in (Column L). 2. If you choose "Partial Conversion" then Column BA (AMOUNT) only will be converted based on selected currency (Column L) and Column BB (TAXES) value (INR) will be added to the converted values.
Note on K253: gepadmin: 1. If you choose "Full Conversion" then Column BA (AMOUNT) and Column BB (TAXES) BOTH values will be convert based on selected Currency in (Column L). 2. If you choose "Partial Conversion" then Column BA (AMOUNT) only will be converted based on selected currency (Column L) and Column BB (TAXES) value (INR) will be added to the converted values.
Note on K254: gepadmin: 1. If you choose "Full Conversion" then Column BA (AMOUNT) and Column BB (TAXES) BOTH values will be convert based on selected Currency in (Column L). 2. If you choose "Partial Conversion" then Column BA (AMOUNT) only will be converted based on selected currency (Column L) and Column BB (TAXES) value (INR) will be added to the converted values.
Note on K255: gepadmin: 1. If you choose "Full Conversion" then Column BA (AMOUNT) and Column BB (TAXES) BOTH values will be convert based on selected Currency in (Column L). 2. If you choose "Partial Conversion" then Column BA (AMOUNT) only will be converted based on selected currency (Column L) and Column BB (TAXES) value (INR) will be added to the converted values.
Note on K256: gepadmin: 1. If you choose "Full Conversion" then Column BA (AMOUNT) and Column BB (TAXES) BOTH values will be convert based on selected Currency in (Column L). 2. If you choose "Partial Conversion" then Column BA (AMOUNT) only will be converted based on selected currency (Column L) and Column BB (TAXES) value (INR) will be added to the converted values.
Note on K257: gepadmin: 1. If you choose "Full Conversion" then Column BA (AMOUNT) and Column BB (TAXES) BOTH values will be convert based on selected Currency in (Column L). 2. If you choose "Partial Conversion" then Column BA (AMOUNT) only will be converted based on selected currency (Column L) and Column BB (TAXES) value (INR) will be added to the converted values.
Note on K258: gepadmin: 1. If you choose "Full Conversion" then Column BA (AMOUNT) and Column BB (TAXES) BOTH values will be convert based on selected Currency in (Column L). 2. If you choose "Partial Conversion" then Column BA (AMOUNT) only will be converted based on selected currency (Column L) and Column BB (TAXES) value (INR) will be added to the converted values.
Note on K259: gepadmin: 1. If you choose "Full Conversion" then Column BA (AMOUNT) and Column BB (TAXES) BOTH values will be convert based on selected Currency in (Column L). 2. If you choose "Partial Conversion" then Column BA (AMOUNT) only will be converted based on selected currency (Column L) and Column BB (TAXES) value (INR) will be added to the converted values.
Note on K260: gepadmin: 1. If you choose "Full Conversion" then Column BA (AMOUNT) and Column BB (TAXES) BOTH values will be convert based on selected Currency in (Column L). 2. If you choose "Partial Conversion" then Column BA (AMOUNT) only will be converted based on selected currency (Column L) and Column BB (TAXES) value (INR) will be added to the converted values.
Note on K261: gepadmin: 1. If you choose "Full Conversion" then Column BA (AMOUNT) and Column BB (TAXES) BOTH values will be convert based on selected Currency in (Column L). 2. If you choose "Partial Conversion" then Column BA (AMOUNT) only will be converted based on selected currency (Column L) and Column BB (TAXES) value (INR) will be added to the converted values.
Note on K262: gepadmin: 1. If you choose "Full Conversion" then Column BA (AMOUNT) and Column BB (TAXES) BOTH values will be convert based on selected Currency in (Column L). 2. If you choose "Partial Conversion" then Column BA (AMOUNT) only will be converted based on selected currency (Column L) and Column BB (TAXES) value (INR) will be added to the converted values.
Note on K263: gepadmin: 1. If you choose "Full Conversion" then Column BA (AMOUNT) and Column BB (TAXES) BOTH values will be convert based on selected Currency in (Column L). 2. If you choose "Partial Conversion" then Column BA (AMOUNT) only will be converted based on selected currency (Column L) and Column BB (TAXES) value (INR) will be added to the converted values.
Note on K264: gepadmin: 1. If you choose "Full Conversion" then Column BA (AMOUNT) and Column BB (TAXES) BOTH values will be convert based on selected Currency in (Column L). 2. If you choose "Partial Conversion" then Column BA (AMOUNT) only will be converted based on selected currency (Column L) and Column BB (TAXES) value (INR) will be added to the converted values.
Note on K265: gepadmin: 1. If you choose "Full Conversion" then Column BA (AMOUNT) and Column BB (TAXES) BOTH values will be convert based on selected Currency in (Column L). 2. If you choose "Partial Conversion" then Column BA (AMOUNT) only will be converted based on selected currency (Column L) and Column BB (TAXES) value (INR) will be added to the converted values.
Note on K266: gepadmin: 1. If you choose "Full Conversion" then Column BA (AMOUNT) and Column BB (TAXES) BOTH values will be convert based on selected Currency in (Column L). 2. If you choose "Partial Conversion" then Column BA (AMOUNT) only will be converted based on selected currency (Column L) and Column BB (TAXES) value (INR) will be added to the converted values.
Note on K267: gepadmin: 1. If you choose "Full Conversion" then Column BA (AMOUNT) and Column BB (TAXES) BOTH values will be convert based on selected Currency in (Column L). 2. If you choose "Partial Conversion" then Column BA (AMOUNT) only will be converted based on selected currency (Column L) and Column BB (TAXES) value (INR) will be added to the converted values.
Note on K268: gepadmin: 1. If you choose "Full Conversion" then Column BA (AMOUNT) and Column BB (TAXES) BOTH values will be convert based on selected Currency in (Column L). 2. If you choose "Partial Conversion" then Column BA (AMOUNT) only will be converted based on selected currency (Column L) and Column BB (TAXES) value (INR) will be added to the converted values.
Note on K269: gepadmin: 1. If you choose "Full Conversion" then Column BA (AMOUNT) and Column BB (TAXES) BOTH values will be convert based on selected Currency in (Column L). 2. If you choose "Partial Conversion" then Column BA (AMOUNT) only will be converted based on selected currency (Column L) and Column BB (TAXES) value (INR) will be added to the converted values.
Note on K270: gepadmin: 1. If you choose "Full Conversion" then Column BA (AMOUNT) and Column BB (TAXES) BOTH values will be convert based on selected Currency in (Column L). 2. If you choose "Partial Conversion" then Column BA (AMOUNT) only will be converted based on selected currency (Column L) and Column BB (TAXES) value (INR) will be added to the converted values.
Note on K271: gepadmin: 1. If you choose "Full Conversion" then Column BA (AMOUNT) and Column BB (TAXES) BOTH values will be convert based on selected Currency in (Column L). 2. If you choose "Partial Conversion" then Column BA (AMOUNT) only will be converted based on selected currency (Column L) and Column BB (TAXES) value (INR) will be added to the converted values.
Note on K272: gepadmin: 1. If you choose "Full Conversion" then Column BA (AMOUNT) and Column BB (TAXES) BOTH values will be convert based on selected Currency in (Column L). 2. If you choose "Partial Conversion" then Column BA (AMOUNT) only will be converted based on selected currency (Column L) and Column BB (TAXES) value (INR) will be added to the converted values.
Note on K273: gepadmin: 1. If you choose "Full Conversion" then Column BA (AMOUNT) and Column BB (TAXES) BOTH values will be convert based on selected Currency in (Column L). 2. If you choose "Partial Conversion" then Column BA (AMOUNT) only will be converted based on selected currency (Column L) and Column BB (TAXES) value (INR) will be added to the converted values.
Note on K274: gepadmin: 1. If you choose "Full Conversion" then Column BA (AMOUNT) and Column BB (TAXES) BOTH values will be convert based on selected Currency in (Column L). 2. If you choose "Partial Conversion" then Column BA (AMOUNT) only will be converted based on selected currency (Column L) and Column BB (TAXES) value (INR) will be added to the converted values.
Note on K275: gepadmin: 1. If you choose "Full Conversion" then Column BA (AMOUNT) and Column BB (TAXES) BOTH values will be convert based on selected Currency in (Column L). 2. If you choose "Partial Conversion" then Column BA (AMOUNT) only will be converted based on selected currency (Column L) and Column BB (TAXES) value (INR) will be added to the converted values.
Note on K276: gepadmin: 1. If you choose "Full Conversion" then Column BA (AMOUNT) and Column BB (TAXES) BOTH values will be convert based on selected Currency in (Column L). 2. If you choose "Partial Conversion" then Column BA (AMOUNT) only will be converted based on selected currency (Column L) and Column BB (TAXES) value (INR) will be added to the converted values.
Note on K277: gepadmin: 1. If you choose "Full Conversion" then Column BA (AMOUNT) and Column BB (TAXES) BOTH values will be convert based on selected Currency in (Column L). 2. If you choose "Partial Conversion" then Column BA (AMOUNT) only will be converted based on selected currency (Column L) and Column BB (TAXES) value (INR) will be added to the converted values.
Note on K278: gepadmin: 1. If you choose "Full Conversion" then Column BA (AMOUNT) and Column BB (TAXES) BOTH values will be convert based on selected Currency in (Column L). 2. If you choose "Partial Conversion" then Column BA (AMOUNT) only will be converted based on selected currency (Column L) and Column BB (TAXES) value (INR) will be added to the converted values.
Note on K279: gepadmin: 1. If you choose "Full Conversion" then Column BA (AMOUNT) and Column BB (TAXES) BOTH values will be convert based on selected Currency in (Column L). 2. If you choose "Partial Conversion" then Column BA (AMOUNT) only will be converted based on selected currency (Column L) and Column BB (TAXES) value (INR) will be added to the converted values.
Note on K280: gepadmin: 1. If you choose "Full Conversion" then Column BA (AMOUNT) and Column BB (TAXES) BOTH values will be convert based on selected Currency in (Column L). 2. If you choose "Partial Conversion" then Column BA (AMOUNT) only will be converted based on selected currency (Column L) and Column BB (TAXES) value (INR) will be added to the converted values.
Note on K281: gepadmin: 1. If you choose "Full Conversion" then Column BA (AMOUNT) and Column BB (TAXES) BOTH values will be convert based on selected Currency in (Column L). 2. If you choose "Partial Conversion" then Column BA (AMOUNT) only will be converted based on selected currency (Column L) and Column BB (TAXES) value (INR) will be added to the converted values.
Note on K282: gepadmin: 1. If you choose "Full Conversion" then Column BA (AMOUNT) and Column BB (TAXES) BOTH values will be convert based on selected Currency in (Column L). 2. If you choose "Partial Conversion" then Column BA (AMOUNT) only will be converted based on selected currency (Column L) and Column BB (TAXES) value (INR) will be added to the converted values.
Note on K283: gepadmin: 1. If you choose "Full Conversion" then Column BA (AMOUNT) and Column BB (TAXES) BOTH values will be convert based on selected Currency in (Column L). 2. If you choose "Partial Conversion" then Column BA (AMOUNT) only will be converted based on selected currency (Column L) and Column BB (TAXES) value (INR) will be added to the converted values.
Note on K284: gepadmin: 1. If you choose "Full Conversion" then Column BA (AMOUNT) and Column BB (TAXES) BOTH values will be convert based on selected Currency in (Column L). 2. If you choose "Partial Conversion" then Column BA (AMOUNT) only will be converted based on selected currency (Column L) and Column BB (TAXES) value (INR) will be added to the converted values.
Note on K286: gepadmin: 1. If you choose "Full Conversion" then Column BA (AMOUNT) and Column BB (TAXES) BOTH values will be convert based on selected Currency in (Column L). 2. If you choose "Partial Conversion" then Column BA (AMOUNT) only will be converted based on selected currency (Column L) and Column BB (TAXES) value (INR) will be added to the converted values.
Note on K287: gepadmin: 1. If you choose "Full Conversion" then Column BA (AMOUNT) and Column BB (TAXES) BOTH values will be convert based on selected Currency in (Column L). 2. If you choose "Partial Conversion" then Column BA (AMOUNT) only will be converted based on selected currency (Column L) and Column BB (TAXES) value (INR) will be added to the converted values.
Note on K288: gepadmin: 1. If you choose "Full Conversion" then Column BA (AMOUNT) and Column BB (TAXES) BOTH values will be convert based on selected Currency in (Column L). 2. If you choose "Partial Conversion" then Column BA (AMOUNT) only will be converted based on selected currency (Column L) and Column BB (TAXES) value (INR) will be added to the converted values.
Note on K289: gepadmin: 1. If you choose "Full Conversion" then Column BA (AMOUNT) and Column BB (TAXES) BOTH values will be convert based on selected Currency in (Column L). 2. If you choose "Partial Conversion" then Column BA (AMOUNT) only will be converted based on selected currency (Column L) and Column BB (TAXES) value (INR) will be added to the converted values.
Note on K290: gepadmin: 1. If you choose "Full Conversion" then Column BA (AMOUNT) and Column BB (TAXES) BOTH values will be convert based on selected Currency in (Column L). 2. If you choose "Partial Conversion" then Column BA (AMOUNT) only will be converted based on selected currency (Column L) and Column BB (TAXES) value (INR) will be added to the converted values.
Note on K291: gepadmin: 1. If you choose "Full Conversion" then Column BA (AMOUNT) and Column BB (TAXES) BOTH values will be convert based on selected Currency in (Column L). 2. If you choose "Partial Conversion" then Column BA (AMOUNT) only will be converted based on selected currency (Column L) and Column BB (TAXES) value (INR) will be added to the converted values.
Note on K292: gepadmin: 1. If you choose "Full Conversion" then Column BA (AMOUNT) and Column BB (TAXES) BOTH values will be convert based on selected Currency in (Column L). 2. If you choose "Partial Conversion" then Column BA (AMOUNT) only will be converted based on selected currency (Column L) and Column BB (TAXES) value (INR) will be added to the converted values.
Note on K293: gepadmin: 1. If you choose "Full Conversion" then Column BA (AMOUNT) and Column BB (TAXES) BOTH values will be convert based on selected Currency in (Column L). 2. If you choose "Partial Conversion" then Column BA (AMOUNT) only will be converted based on selected currency (Column L) and Column BB (TAXES) value (INR) will be added to the converted values.
Note on K294: gepadmin: 1. If you choose "Full Conversion" then Column BA (AMOUNT) and Column BB (TAXES) BOTH values will be convert based on selected Currency in (Column L). 2. If you choose "Partial Conversion" then Column BA (AMOUNT) only will be converted based on selected currency (Column L) and Column BB (TAXES) value (INR) will be added to the converted values.
Note on K295: gepadmin: 1. If you choose "Full Conversion" then Column BA (AMOUNT) and Column BB (TAXES) BOTH values will be convert based on selected Currency in (Column L). 2. If you choose "Partial Conversion" then Column BA (AMOUNT) only will be converted based on selected currency (Column L) and Column BB (TAXES) value (INR) will be added to the converted values.
Note on K296: gepadmin: 1. If you choose "Full Conversion" then Column BA (AMOUNT) and Column BB (TAXES) BOTH values will be convert based on selected Currency in (Column L). 2. If you choose "Partial Conversion" then Column BA (AMOUNT) only will be converted based on selected currency (Column L) and Column BB (TAXES) value (INR) will be added to the converted values.
Note on K297: gepadmin: 1. If you choose "Full Conversion" then Column BA (AMOUNT) and Column BB (TAXES) BOTH values will be convert based on selected Currency in (Column L). 2. If you choose "Partial Conversion" then Column BA (AMOUNT) only will be converted based on selected currency (Column L) and Column BB (TAXES) value (INR) will be added to the converted values.
Note on K298: gepadmin: 1. If you choose "Full Conversion" then Column BA (AMOUNT) and Column BB (TAXES) BOTH values will be convert based on selected Currency in (Column L). 2. If you choose "Partial Conversion" then Column BA (AMOUNT) only will be converted based on selected currency (Column L) and Column BB (TAXES) value (INR) will be added to the converted values.
Note on K299: gepadmin: 1. If you choose "Full Conversion" then Column BA (AMOUNT) and Column BB (TAXES) BOTH values will be convert based on selected Currency in (Column L). 2. If you choose "Partial Conversion" then Column BA (AMOUNT) only will be converted based on selected currency (Column L) and Column BB (TAXES) value (INR) will be added to the converted values.
Note on K300: gepadmin: 1. If you choose "Full Conversion" then Column BA (AMOUNT) and Column BB (TAXES) BOTH values will be convert based on selected Currency in (Column L). 2. If you choose "Partial Conversion" then Column BA (AMOUNT) only will be converted based on selected currency (Column L) and Column BB (TAXES) value (INR) will be added to the converted values.
Note on K301: gepadmin: 1. If you choose "Full Conversion" then Column BA (AMOUNT) and Column BB (TAXES) BOTH values will be convert based on selected Currency in (Column L). 2. If you choose "Partial Conversion" then Column BA (AMOUNT) only will be converted based on selected currency (Column L) and Column BB (TAXES) value (INR) will be added to the converted values.
Note on K302: gepadmin: 1. If you choose "Full Conversion" then Column BA (AMOUNT) and Column BB (TAXES) BOTH values will be convert based on selected Currency in (Column L). 2. If you choose "Partial Conversion" then Column BA (AMOUNT) only will be converted based on selected currency (Column L) and Column BB (TAXES) value (INR) will be added to the converted values.
Note on K303: gepadmin: 1. If you choose "Full Conversion" then Column BA (AMOUNT) and Column BB (TAXES) BOTH values will be convert based on selected Currency in (Column L). 2. If you choose "Partial Conversion" then Column BA (AMOUNT) only will be converted based on selected currency (Column L) and Column BB (TAXES) value (INR) will be added to the converted values.
Note on K304: gepadmin: 1. If you choose "Full Conversion" then Column BA (AMOUNT) and Column BB (TAXES) BOTH values will be convert based on selected Currency in (Column L). 2. If you choose "Partial Conversion" then Column BA (AMOUNT) only will be converted based on selected currency (Column L) and Column BB (TAXES) value (INR) will be added to the converted values.
Note on K305: gepadmin: 1. If you choose "Full Conversion" then Column BA (AMOUNT) and Column BB (TAXES) BOTH values will be convert based on selected Currency in (Column L). 2. If you choose "Partial Conversion" then Column BA (AMOUNT) only will be converted based on selected currency (Column L) and Column BB (TAXES) value (INR) will be added to the converted values.
Note on K306: gepadmin: 1. If you choose "Full Conversion" then Column BA (AMOUNT) and Column BB (TAXES) BOTH values will be convert based on selected Currency in (Column L). 2. If you choose "Partial Conversion" then Column BA (AMOUNT) only will be converted based on selected currency (Column L) and Column BB (TAXES) value (INR) will be added to the converted values.
Note on K308: gepadmin: 1. If you choose "Full Conversion" then Column BA (AMOUNT) and Column BB (TAXES) BOTH values will be convert based on selected Currency in (Column L). 2. If you choose "Partial Conversion" then Column BA (AMOUNT) only will be converted based on selected currency (Column L) and Column BB (TAXES) value (INR) will be added to the converted values.
Note on K312: gepadmin: 1. If you choose "Full Conversion" then Column BA (AMOUNT) and Column BB (TAXES) BOTH values will be convert based on selected Currency in (Column L). 2. If you choose "Partial Conversion" then Column BA (AMOUNT) only will be converted based on selected currency (Column L) and Column BB (TAXES) value (INR) will be added to the converted values.
Note on K320: gepadmin: 1. If you choose "Full Conversion" then Column BA (AMOUNT) and Column BB (TAXES) BOTH values will be convert based on selected Currency in (Column L). 2. If you choose "Partial Conversion" then Column BA (AMOUNT) only will be converted based on selected currency (Column L) and Column BB (TAXES) value (INR) will be added to the converted values.
Note on K321: gepadmin: 1. If you choose "Full Conversion" then Column BA (AMOUNT) and Column BB (TAXES) BOTH values will be convert based on selected Currency in (Column L). 2. If you choose "Partial Conversion" then Column BA (AMOUNT) only will be converted based on selected currency (Column L) and Column BB (TAXES) value (INR) will be added to the converted values.
Note on K322: gepadmin: 1. If you choose "Full Conversion" then Column BA (AMOUNT) and Column BB (TAXES) BOTH values will be convert based on selected Currency in (Column L). 2. If you choose "Partial Conversion" then Column BA (AMOUNT) only will be converted based on selected currency (Column L) and Column BB (TAXES) value (INR) will be added to the converted values.
Note on K323: gepadmin: 1. If you choose "Full Conversion" then Column BA (AMOUNT) and Column BB (TAXES) BOTH values will be convert based on selected Currency in (Column L). 2. If you choose "Partial Conversion" then Column BA (AMOUNT) only will be converted based on selected currency (Column L) and Column BB (TAXES) value (INR) will be added to the converted values.
Note on K324: gepadmin: 1. If you choose "Full Conversion" then Column BA (AMOUNT) and Column BB (TAXES) BOTH values will be convert based on selected Currency in (Column L). 2. If you choose "Partial Conversion" then Column BA (AMOUNT) only will be converted based on selected currency (Column L) and Column BB (TAXES) value (INR) will be added to the converted values.
Note on K325: gepadmin: 1. If you choose "Full Conversion" then Column BA (AMOUNT) and Column BB (TAXES) BOTH values will be convert based on selected Currency in (Column L). 2. If you choose "Partial Conversion" then Column BA (AMOUNT) only will be converted based on selected currency (Column L) and Column BB (TAXES) value (INR) will be added to the converted values.
Note on K326: gepadmin: 1. If you choose "Full Conversion" then Column BA (AMOUNT) and Column BB (TAXES) BOTH values will be convert based on selected Currency in (Column L). 2. If you choose "Partial Conversion" then Column BA (AMOUNT) only will be converted based on selected currency (Column L) and Column BB (TAXES) value (INR) will be added to the converted values.
Note on K327: gepadmin: 1. If you choose "Full Conversion" then Column BA (AMOUNT) and Column BB (TAXES) BOTH values will be convert based on selected Currency in (Column L). 2. If you choose "Partial Conversion" then Column BA (AMOUNT) only will be converted based on selected currency (Column L) and Column BB (TAXES) value (INR) will be added to the converted values.
Note on K328: gepadmin: 1. If you choose "Full Conversion" then Column BA (AMOUNT) and Column BB (TAXES) BOTH values will be convert based on selected Currency in (Column L). 2. If you choose "Partial Conversion" then Column BA (AMOUNT) only will be converted based on selected currency (Column L) and Column BB (TAXES) value (INR) will be added to the converted values.
Note on K329: gepadmin: 1. If you choose "Full Conversion" then Column BA (AMOUNT) and Column BB (TAXES) BOTH values will be convert based on selected Currency in (Column L). 2. If you choose "Partial Conversion" then Column BA (AMOUNT) only will be converted based on selected currency (Column L) and Column BB (TAXES) value (INR) will be added to the converted values.
Note on K330: gepadmin: 1. If you choose "Full Conversion" then Column BA (AMOUNT) and Column BB (TAXES) BOTH values will be convert based on selected Currency in (Column L). 2. If you choose "Partial Conversion" then Column BA (AMOUNT) only will be converted based on selected currency (Column L) and Column BB (TAXES) value (INR) will be added to the converted values.
Note on K331: gepadmin: 1. If you choose "Full Conversion" then Column BA (AMOUNT) and Column BB (TAXES) BOTH values will be convert based on selected Currency in (Column L). 2. If you choose "Partial Conversion" then Column BA (AMOUNT) only will be converted based on selected currency (Column L) and Column BB (TAXES) value (INR) will be added to the converted values.
Note on K332: gepadmin: 1. If you choose "Full Conversion" then Column BA (AMOUNT) and Column BB (TAXES) BOTH values will be convert based on selected Currency in (Column L). 2. If you choose "Partial Conversion" then Column BA (AMOUNT) only will be converted based on selected currency (Column L) and Column BB (TAXES) value (INR) will be added to the converted values.
Note on K333: gepadmin: 1. If you choose "Full Conversion" then Column BA (AMOUNT) and Column BB (TAXES) BOTH values will be convert based on selected Currency in (Column L). 2. If you choose "Partial Conversion" then Column BA (AMOUNT) only will be converted based on selected currency (Column L) and Column BB (TAXES) value (INR) will be added to the converted values.
Note on K334: gepadmin: 1. If you choose "Full Conversion" then Column BA (AMOUNT) and Column BB (TAXES) BOTH values will be convert based on selected Currency in (Column L). 2. If you choose "Partial Conversion" then Column BA (AMOUNT) only will be converted based on selected currency (Column L) and Column BB (TAXES) value (INR) will be added to the converted values.
Note on K335: gepadmin: 1. If you choose "Full Conversion" then Column BA (AMOUNT) and Column BB (TAXES) BOTH values will be convert based on selected Currency in (Column L). 2. If you choose "Partial Conversion" then Column BA (AMOUNT) only will be converted based on selected currency (Column L) and Column BB (TAXES) value (INR) will be added to the converted values.
Note on K336: gepadmin: 1. If you choose "Full Conversion" then Column BA (AMOUNT) and Column BB (TAXES) BOTH values will be convert based on selected Currency in (Column L). 2. If you choose "Partial Conversion" then Column BA (AMOUNT) only will be converted based on selected currency (Column L) and Column BB (TAXES) value (INR) will be added to the converted values.
Note on K337: gepadmin: 1. If you choose "Full Conversion" then Column BA (AMOUNT) and Column BB (TAXES) BOTH values will be convert based on selected Currency in (Column L). 2. If you choose "Partial Conversion" then Column BA (AMOUNT) only will be converted based on selected currency (Column L) and Column BB (TAXES) value (INR) will be added to the converted values.
Note on K338: gepadmin: 1. If you choose "Full Conversion" then Column BA (AMOUNT) and Column BB (TAXES) BOTH values will be convert based on selected Currency in (Column L). 2. If you choose "Partial Conversion" then Column BA (AMOUNT) only will be converted based on selected currency (Column L) and Column BB (TAXES) value (INR) will be added to the converted values.
Note on K339: gepadmin: 1. If you choose "Full Conversion" then Column BA (AMOUNT) and Column BB (TAXES) BOTH values will be convert based on selected Currency in (Column L). 2. If you choose "Partial Conversion" then Column BA (AMOUNT) only will be converted based on selected currency (Column L) and Column BB (TAXES) value (INR) will be added to the converted values.
Note on K340: gepadmin: 1. If you choose "Full Conversion" then Column BA (AMOUNT) and Column BB (TAXES) BOTH values will be convert based on selected Currency in (Column L). 2. If you choose "Partial Conversion" then Column BA (AMOUNT) only will be converted based on selected currency (Column L) and Column BB (TAXES) value (INR) will be added to the converted values.
Note on K341: gepadmin: 1. If you choose "Full Conversion" then Column BA (AMOUNT) and Column BB (TAXES) BOTH values will be convert based on selected Currency in (Column L). 2. If you choose "Partial Conversion" then Column BA (AMOUNT) only will be converted based on selected currency (Column L) and Column BB (TAXES) value (INR) will be added to the converted values.
Note on K342: gepadmin: 1. If you choose "Full Conversion" then Column BA (AMOUNT) and Column BB (TAXES) BOTH values will be convert based on selected Currency in (Column L). 2. If you choose "Partial Conversion" then Column BA (AMOUNT) only will be converted based on selected currency (Column L) and Column BB (TAXES) value (INR) will be added to the converted values.
Note on K343: gepadmin: 1. If you choose "Full Conversion" then Column BA (AMOUNT) and Column BB (TAXES) BOTH values will be convert based on selected Currency in (Column L). 2. If you choose "Partial Conversion" then Column BA (AMOUNT) only will be converted based on selected currency (Column L) and Column BB (TAXES) value (INR) will be added to the converted values.
Note on K344: gepadmin: 1. If you choose "Full Conversion" then Column BA (AMOUNT) and Column BB (TAXES) BOTH values will be convert based on selected Currency in (Column L). 2. If you choose "Partial Conversion" then Column BA (AMOUNT) only will be converted based on selected currency (Column L) and Column BB (TAXES) value (INR) will be added to the converted values.
Note on K345: gepadmin: 1. If you choose "Full Conversion" then Column BA (AMOUNT) and Column BB (TAXES) BOTH values will be convert based on selected Currency in (Column L). 2. If you choose "Partial Conversion" then Column BA (AMOUNT) only will be converted based on selected currency (Column L) and Column BB (TAXES) value (INR) will be added to the converted values.
Note on K346: gepadmin: 1. If you choose "Full Conversion" then Column BA (AMOUNT) and Column BB (TAXES) BOTH values will be convert based on selected Currency in (Column L). 2. If you choose "Partial Conversion" then Column BA (AMOUNT) only will be converted based on selected currency (Column L) and Column BB (TAXES) value (INR) will be added to the converted values.
Note on K347: gepadmin: 1. If you choose "Full Conversion" then Column BA (AMOUNT) and Column BB (TAXES) BOTH values will be convert based on selected Currency in (Column L). 2. If you choose "Partial Conversion" then Column BA (AMOUNT) only will be converted based on selected currency (Column L) and Column BB (TAXES) value (INR) will be added to the converted values.
Note on K348: gepadmin: 1. If you choose "Full Conversion" then Column BA (AMOUNT) and Column BB (TAXES) BOTH values will be convert based on selected Currency in (Column L). 2. If you choose "Partial Conversion" then Column BA (AMOUNT) only will be converted based on selected currency (Column L) and Column BB (TAXES) value (INR) will be added to the converted values.
Note on K349: gepadmin: 1. If you choose "Full Conversion" then Column BA (AMOUNT) and Column BB (TAXES) BOTH values will be convert based on selected Currency in (Column L). 2. If you choose "Partial Conversion" then Column BA (AMOUNT) only will be converted based on selected currency (Column L) and Column BB (TAXES) value (INR) will be added to the converted values.
Note on K350: gepadmin: 1. If you choose "Full Conversion" then Column BA (AMOUNT) and Column BB (TAXES) BOTH values will be convert based on selected Currency in (Column L). 2. If you choose "Partial Conversion" then Column BA (AMOUNT) only will be converted based on selected currency (Column L) and Column BB (TAXES) value (INR) will be added to the converted values.
Note on K351: gepadmin: 1. If you choose "Full Conversion" then Column BA (AMOUNT) and Column BB (TAXES) BOTH values will be convert based on selected Currency in (Column L). 2. If you choose "Partial Conversion" then Column BA (AMOUNT) only will be converted based on selected currency (Column L) and Column BB (TAXES) value (INR) will be added to the converted values.
Note on K352: gepadmin: 1. If you choose "Full Conversion" then Column BA (AMOUNT) and Column BB (TAXES) BOTH values will be convert based on selected Currency in (Column L). 2. If you choose "Partial Conversion" then Column BA (AMOUNT) only will be converted based on selected currency (Column L) and Column BB (TAXES) value (INR) will be added to the converted values.
Note on K353: gepadmin: 1. If you choose "Full Conversion" then Column BA (AMOUNT) and Column BB (TAXES) BOTH values will be convert based on selected Currency in (Column L). 2. If you choose "Partial Conversion" then Column BA (AMOUNT) only will be converted based on selected currency (Column L) and Column BB (TAXES) value (INR) will be added to the converted values.
Note on K354: gepadmin: 1. If you choose "Full Conversion" then Column BA (AMOUNT) and Column BB (TAXES) BOTH values will be convert based on selected Currency in (Column L). 2. If you choose "Partial Conversion" then Column BA (AMOUNT) only will be converted based on selected currency (Column L) and Column BB (TAXES) value (INR) will be added to the converted values.
Note on K355: gepadmin: 1. If you choose "Full Conversion" then Column BA (AMOUNT) and Column BB (TAXES) BOTH values will be convert based on selected Currency in (Column L). 2. If you choose "Partial Conversion" then Column BA (AMOUNT) only will be converted based on selected currency (Column L) and Column BB (TAXES) value (INR) will be added to the converted values.
Note on K356: gepadmin: 1. If you choose "Full Conversion" then Column BA (AMOUNT) and Column BB (TAXES) BOTH values will be convert based on selected Currency in (Column L). 2. If you choose "Partial Conversion" then Column BA (AMOUNT) only will be converted based on selected currency (Column L) and Column BB (TAXES) value (INR) will be added to the converted values.
Note on K357: gepadmin: 1. If you choose "Full Conversion" then Column BA (AMOUNT) and Column BB (TAXES) BOTH values will be convert based on selected Currency in (Column L). 2. If you choose "Partial Conversion" then Column BA (AMOUNT) only will be converted based on selected currency (Column L) and Column BB (TAXES) value (INR) will be added to the converted values.
Note on K358: gepadmin: 1. If you choose "Full Conversion" then Column BA (AMOUNT) and Column BB (TAXES) BOTH values will be convert based on selected Currency in (Column L). 2. If you choose "Partial Conversion" then Column BA (AMOUNT) only will be converted based on selected currency (Column L) and Column BB (TAXES) value (INR) will be added to the converted values.
Note on K359: gepadmin: 1. If you choose "Full Conversion" then Column BA (AMOUNT) and Column BB (TAXES) BOTH values will be convert based on selected Currency in (Column L). 2. If you choose "Partial Conversion" then Column BA (AMOUNT) only will be converted based on selected currency (Column L) and Column BB (TAXES) value (INR) will be added to the converted values.
Note on K360: gepadmin: 1. If you choose "Full Conversion" then Column BA (AMOUNT) and Column BB (TAXES) BOTH values will be convert based on selected Currency in (Column L). 2. If you choose "Partial Conversion" then Column BA (AMOUNT) only will be converted based on selected currency (Column L) and Column BB (TAXES) value (INR) will be added to the converted values.
Note on K361: gepadmin: 1. If you choose "Full Conversion" then Column BA (AMOUNT) and Column BB (TAXES) BOTH values will be convert based on selected Currency in (Column L). 2. If you choose "Partial Conversion" then Column BA (AMOUNT) only will be converted based on selected currency (Column L) and Column BB (TAXES) value (INR) will be added to the converted values.
Note on K362: gepadmin: 1. If you choose "Full Conversion" then Column BA (AMOUNT) and Column BB (TAXES) BOTH values will be convert based on selected Currency in (Column L). 2. If you choose "Partial Conversion" then Column BA (AMOUNT) only will be converted based on selected currency (Column L) and Column BB (TAXES) value (INR) will be added to the converted values.
Note on K363: gepadmin: 1. If you choose "Full Conversion" then Column BA (AMOUNT) and Column BB (TAXES) BOTH values will be convert based on selected Currency in (Column L). 2. If you choose "Partial Conversion" then Column BA (AMOUNT) only will be converted based on selected currency (Column L) and Column BB (TAXES) value (INR) will be added to the converted values.
Note on K364: gepadmin: 1. If you choose "Full Conversion" then Column BA (AMOUNT) and Column BB (TAXES) BOTH values will be convert based on selected Currency in (Column L). 2. If you choose "Partial Conversion" then Column BA (AMOUNT) only will be converted based on selected currency (Column L) and Column BB (TAXES) value (INR) will be added to the converted values.
Note on K365: gepadmin: 1. If you choose "Full Conversion" then Column BA (AMOUNT) and Column BB (TAXES) BOTH values will be convert based on selected Currency in (Column L). 2. If you choose "Partial Conversion" then Column BA (AMOUNT) only will be converted based on selected currency (Column L) and Column BB (TAXES) value (INR) will be added to the converted values.
Note on K366: gepadmin: 1. If you choose "Full Conversion" then Column BA (AMOUNT) and Column BB (TAXES) BOTH values will be convert based on selected Currency in (Column L). 2. If you choose "Partial Conversion" then Column BA (AMOUNT) only will be converted based on selected currency (Column L) and Column BB (TAXES) value (INR) will be added to the converted values.
Note on K367: gepadmin: 1. If you choose "Full Conversion" then Column BA (AMOUNT) and Column BB (TAXES) BOTH values will be convert based on selected Currency in (Column L). 2. If you choose "Partial Conversion" then Column BA (AMOUNT) only will be converted based on selected currency (Column L) and Column BB (TAXES) value (INR) will be added to the converted values.
Note on K368: gepadmin: 1. If you choose "Full Conversion" then Column BA (AMOUNT) and Column BB (TAXES) BOTH values will be convert based on selected Currency in (Column L). 2. If you choose "Partial Conversion" then Column BA (AMOUNT) only will be converted based on selected currency (Column L) and Column BB (TAXES) value (INR) will be added to the converted values.
Validate
Print
Help

## Macros
Please Enable Macros to View BoQ information