## BoQ1 (hidden)
Percentage BoQ
BoQ_Ver3.0 | Percentage | Normal | INR Only | INR
Select, At Par, Excess (+), Less (-) |  | IOCL
Tender Inviting Authority: Executive Engineer (Elect.)
Name of Work: Zonal rate contract for petty electrical works of Academic & Residential area of IIT Kanpur i.e. Zone-I, X & XI.
Contract No: 78/Elect/2021/575 Dated: 03.12.2021
Name of the Bidder/ Bidding Firm / Company :
PRICE SCHEDULE (This BOQ template must not be modified/replaced by the bidder and the same should be uploaded after filling the relevent columns, else the bidder is liable to be rejected for this tender. Bidders are allowed to enter the Bidder Name and Values only )
NUMBER # | TEXT # | TEXT # | NUMBER # | TEXT # | NUMBER | NUMBER | TEXT | TEXT # | NUMBER # | TEXT# | TEXT # | NUMBER # | NUMBER | NUMBER | NUMBER | NUMBER | TEXT | TEXT | NUMBER | NUMBER | NUMBER | NUMBER | TEXT | TEXT | NUMBER | NUMBER | NUMBER | NUMBER | TEXT | TEXT | NUMBER | NUMBER | NUMBER | NUMBER | TEXT | TEXT | NUMBER | NUMBER | NUMBER | NUMBER | TEXT | TEXT | NUMBER | NUMBER | NUMBER # | NUMBER # | TEXT | TEXT | NUMBER # | NUMBER # | DATE | NUMBER # | NUMBER # | TEXT #
Sl. No. | Item Description | Item Code / Make | Quantity | Units | Estimated Rate in Rs. P |  |  | Addition / Deduction | Addition / Deduction Values | Currency Convertion against each Item | Quoted Currency in INR / Other Currency | BASIC RATE In Figures To be entered by the Bidder Rs. P | Excise Duty | VAT | Freight Charges ( Unloading & Stacking) | Any Other Taxes/Duties/Levies |  |  | Other Taxes 2 | IIIrd Party i.e DGS&D / RITES etc Inspection Charges @0.34%+Service Tax | Less for Cenvat Credit,if any respect of Supplies Under full Excise Duty Category | [30 empty] | TOTAL AMOUNT Without Taxes in Rs. P | TOTAL AMOUNT With Taxes | TOTAL AMOUNT In Words
1 | 2 | 3 | 3 | 4 | 5 | 7 | 8 | 9 | 10 | 11 | 12 | 13 | 14 | 15 | 16 | 17 | 18 | 19 | 20 | 21 | 22 | 23 | 24 | 25 | 26 | 27 | 28 | 29 | 30 | 31 | 32 | 33 | 34 | 35 | 36 | 37 | 38 | 39 | 40 | 41 | 42 | 43 | 44 | 45 | 46 | 47 | 48 | 49 | 50 | 51 | 52 | 6 | 54 | 7
1 | Wiring for light point/ fan point/ exhaust fan point/ call bell point with 1.5 sq.mm FRLS PVC insulated copper conductor single core cable in surface / recessed steel conduit, with piano type switch, phenolic laminated sheet, suitable size MS box and earthing the point with 1.5 sq.mm FRLS PVC insulated copper conductor single core cable etc. as required. | item1 | [52 empty] | 1 | Construction of chamber for 100mm sluices valve | item1 | 10 | 1 Nos
1.1 | Group B | item2 | 5 | Point | 821.57 |  |  | Excess(+) | 1 | Full Conversion | INR | [40 empty] | #VALUE! | #VALUE! | #VALUE! | 1.01 | Supplying, Conveying and fixing spls. Including eart | item1 | 123.223 | Nos
1.2 | Group C | item3 | 5 | Point | 1042.53 |  |  | Excess(+) | 1 | Full Conversion | INR | [40 empty] | #VALUE! | #VALUE! | #VALUE! | 1.02 | Construction of chamber for 100mm sluice plates | item2 | 213 | Nos
2 | Wiring for light point/ fan point/ exhaust fan point/ call bell point with 1.5 sq.mm FRLS PVC insulated copper conductor single core cable in surface / recessed steel conduit, with modular switch, modular plate, suitable Gl box and earthing the point with 1.5 sq.mm FRLS PVC insulated copper conductor single core cable etc. as required. | item4 | [52 empty] | 2 | Construction of chamber for 100mm sluices valve | item3 | 10 | Nos
2.1 | Group B | item5 | 5 | Point | 842.61 |  |  | Excess(+) | 1 | Full Conversion | INR | [40 empty] | #VALUE! | #VALUE! | #VALUE! | 3 | Supplying, Conveying and fixing spls. Including ea | item4 | 10 | Nos
2.2 | Group C | item6 | 5 | Point | 1063.57 |  |  | Excess(+) | 1 | Full Conversion | INR | [40 empty] | #VALUE! | #VALUE! | #VALUE! | 1.01 | Supplying, Conveying and fixing spls. Including eart | item1 | 123.223 | Nos
3 | Rewiring for light point/ fan point/ exhaust fan point/ call bell point with 1.5 sq.mm FRLS PVC insulated copper conductor single core cable and 1.5 sq.mm FRLS PVC insulated copper conductor single core cable as earth wire in existing surface/ recessed steel/PVC conduit including dismantling as required. | item7 | [52 empty] | 1.02 | Construction of chamber for 100mm sluice plates | item2 | 213 | Nos
3.1 | Group B | item8 | 5 | Point | 391.93 |  |  | Excess(+) | 1 | Full Conversion | INR | [40 empty] | #VALUE! | #VALUE! | #VALUE! | 2 | Construction of chamber for 100mm sluices valve | item3 | 10 | Nos
3.2 | Group C | item9 | 5 | Point | 561.16 |  |  | Excess(+) | 1 | Full Conversion | INR | [40 empty] | #VALUE! | #VALUE! | #VALUE! | 3 | Supplying, Conveying and fixing spls. Including ea | item4 | 10 | Nos
4 | Supplying and drawing following sizes of FRLS PVC insulated copper conductor, single core cable in the existing surface/ recessed steel/ PVC conduit as required. | item10 | [52 empty] | 1.01 | Supplying, Conveying and fixing spls. Including eart | item1 | 123.223 | Nos
4.01 | 1 x 1.5 sq. mm | item11 | 10 | Metre | 25.43 |  |  | Excess(+) | 1 | Full Conversion | INR | [40 empty] | #VALUE! | #VALUE! | #VALUE! | 1.02 | Construction of chamber for 100mm sluice plates | item2 | 213 | Nos
4.02 | 3 x 1.5 sq. mm | item12 | 2090 | Metre | 47.35 |  |  | Excess(+) | 1 | Full Conversion | INR | [40 empty] | #VALUE! | #VALUE! | #VALUE! | 2 | Construction of chamber for 100mm sluices valve | item3 | 10 | Nos
4.03 | 3 x 2.5 sq. mm | item13 | 1665 | Metre | 65.76 |  |  | Excess(+) | 1 | Full Conversion | INR | [40 empty] | #VALUE! | #VALUE! | #VALUE! | 3 | Supplying, Conveying and fixing spls. Including ea | item4 | 10 | Nos
4.04 | 2 x 4 sq. mm | item14 | 45 | Metre | 75.41 |  |  | Excess(+) | 1 | Full Conversion | INR | [40 empty] | #VALUE! | #VALUE! | #VALUE! | 1.01 | Supplying, Conveying and fixing spls. Including eart | item1 | 123.223 | Nos
4.05 | 3 x 4 sq. mm | item15 | 1250 | Metre | 102.59 |  |  | Excess(+) | 1 | Full Conversion | INR | [40 empty] | #VALUE! | #VALUE! | #VALUE! | 1.02 | Construction of chamber for 100mm sluice plates | item2 | 213 | Nos
4.06 | 3 x 6 sq. mm | item16 | 10 | Metre | 146.43 |  |  | Excess(+) | 1 | Full Conversion | INR | [40 empty] | #VALUE! | #VALUE! | #VALUE! | 2 | Construction of chamber for 100mm sluices valve | item3 | 10 | Nos
4.07 | 2 x 10 sq.mm. | item17 | 10 | Meter | 215.69 |  |  | Excess(+) | 1 | Full Conversion | INR | [40 empty] | #VALUE! | #VALUE! | #VALUE! | 3 | Supplying, Conveying and fixing spls. Including ea | item4 | 10 | Nos
4.08 | 3 x 10 sq.mm. | item18 | 10 | Meter | 306.88 |  |  | Excess(+) | 1 | Full Conversion | INR | [40 empty] | #VALUE! | #VALUE! | #VALUE! | 4 | Construction of chamber for 100mm sluice plates | item5 | 10 | Nos
4.09 | 2 x 16 sq.mm. | item19 | 10 | Meter | 322.67 |  |  | Excess(+) | 1 | Full Conversion | INR | [40 empty] | #VALUE! | #VALUE! | #VALUE! | 1.02 | Construction of chamber for 100mm sluice plates | item2 | 213 | Nos
4.1 | 3 x 16 sq.mm. | item20 | 25 | Meter | 468.22 |  |  | Excess(+) | 1 | Full Conversion | INR | [40 empty] | #VALUE! | #VALUE! | #VALUE! | 2 | Construction of chamber for 100mm sluices valve | item3 | 10 | Nos
4.11 | 2 x 25 sq.mm. | item21 | 10 | Meter | 488.38 |  |  | Excess(+) | 1 | Full Conversion | INR | [40 empty] | #VALUE! | #VALUE! | #VALUE! | 3 | Supplying, Conveying and fixing spls. Including ea | item4 | 10 | Nos
5 | Supply and drawing following PVC insulated copper conductor flexible round cable for connection of equipment, exhaust fan, AC etc. as reqd. | item22 | [52 empty] | 1.01 | Supplying, Conveying and fixing spls. Including eart | item1 | 123.223 | Nos
5.1 | 3 core 1.5 sq.mm | item23 | 10 | Meter | 71.9 |  |  | Excess(+) | 1 | Full Conversion | INR | [40 empty] | #VALUE! | #VALUE! | #VALUE! | 1.02 | Construction of chamber for 100mm sluice plates | item2 | 213 | Nos
5.2 | 3 core 2.5 Sq.mm | item24 | 10 | Meter | 112.23 |  |  | Excess(+) | 1 | Full Conversion | INR | [40 empty] | #VALUE! | #VALUE! | #VALUE! | 2 | Construction of chamber for 100mm sluices valve | item3 | 10 | Nos
5.3 | 3 core 4.0 Sq.mm | item25 | 10 | Meter | 153.44 |  |  | Excess(+) | 1 | Full Conversion | INR | [40 empty] | #VALUE! | #VALUE! | #VALUE! | 3 | Supplying, Conveying and fixing spls. Including ea | item4 | 10 | Nos
5.4 | 4 core 2.5 Sq.mm | item26 | 10 | Meter | 135.03 |  |  | Excess(+) | 1 | Full Conversion | INR | [40 empty] | #VALUE! | #VALUE! | #VALUE! | 1.01 | Supplying, Conveying and fixing spls. Including eart | item1 | 123.223 | Nos
5.5 | 4 core 4.0 Sq.mm | item27 | 10 | Meter | 190.27 |  |  | Excess(+) | 1 | Full Conversion | INR | [40 empty] | #VALUE! | #VALUE! | #VALUE! | 1.02 | Construction of chamber for 100mm sluice plates | item2 | 213 | Nos
6 | Supplying and drawing two pair 0.5 mm dia FRLS PVC insulated annealed copper conductor, unarmored telephone cable in the existing surface/ recessed steel/ PVC conduit as required. | item28 | 20 | Metre | 17.54 |  |  | Excess(+) | 1 | Full Conversion | INR | [40 empty] | #VALUE! | #VALUE! | #VALUE! | 2 | Construction of chamber for 100mm sluices valve | item3 | 10 | Nos
7 | Supplying and fixing of following sizes of steel conduit along with accessories in surface/recess including painting in case of surface conduit, or cutting the wall and making good the same in case of recessed conduit as required. | item29 | [52 empty] | 3 | Supplying, Conveying and fixing spls. Including ea | item4 | 10 | Nos
7.1 | 20 mm | item30 | 10 | Metre | 128.01 |  |  | Excess(+) | 1 | Full Conversion | INR | [40 empty] | #VALUE! | #VALUE! | #VALUE! | 1.01 | Supplying, Conveying and fixing spls. Including eart | item1 | 123.223 | Nos
7.2 | 25 mm | item31 | 15 | Metre | 144.67 |  |  | Excess(+) | 1 | Full Conversion | INR | [40 empty] | #VALUE! | #VALUE! | #VALUE! | 1.02 | Construction of chamber for 100mm sluice plates | item2 | 213 | Nos
7.3 | 32 mm | item32 | 10 | Metre | 177.99 |  |  | Excess(+) | 1 | Full Conversion | INR | [40 empty] | #VALUE! | #VALUE! | #VALUE! | 2 | Construction of chamber for 100mm sluices valve | item3 | 10 | Nos
7.4 | 40 mm | item33 | 10 | Metre | 256.03 |  |  | Excess(+) | 1 | Full Conversion | INR | [40 empty] | #VALUE! | #VALUE! | #VALUE! | 3 | Supplying, Conveying and fixing spls. Including ea | item4 | 10 | Nos
8 | Providing and fixing following sizes of PVC casing and capping on surface as reqd. | item34 | [52 empty] | 4 | Construction of chamber for 100mm sluice plates | item5 | 10 | Nos
8.1 | 20 mm x 12 mm | item35 | 5 | Meter | 57.87 |  |  | Excess(+) | 1 | Full Conversion | INR | [40 empty] | #VALUE! | #VALUE! | #VALUE! | 1.02 | Construction of chamber for 100mm sluice plates | item2 | 213 | Nos
8.2 | 25 mm x 16 mm | item36 | 5 | Meter | 63.13 |  |  | Excess(+) | 1 | Full Conversion | INR | [40 empty] | #VALUE! | #VALUE! | #VALUE! | 2 | Construction of chamber for 100mm sluices valve | item3 | 10 | Nos
9 | Supply and fixing of 32 x 12.5 mm DLP mini- trunking white-system with independent cover etc. as required complete. | item37 | 20 | Meter | 135.91 |  |  | Excess(+) | 1 | Full Conversion | INR | [40 empty] | #VALUE! | #VALUE! | #VALUE! | 3 | Supplying, Conveying and fixing spls. Including ea | item4 | 10 | Nos
10 | Supply and fixing of following accessories suitable for 32 mm x 12.5 mm size plastic trunking white system. | item38 | [52 empty] | 1.01 | Supplying, Conveying and fixing spls. Including eart | item1 | 123.223 | Nos
10.1 | End cap | item39 | 5 | Nos. | 60.5 |  |  | Excess(+) | 1 | Full Conversion | INR | [40 empty] | #VALUE! | #VALUE! | #VALUE! | 1.02 | Construction of chamber for 100mm sluice plates | item2 | 213 | Nos
10.2 | internal / external angle | item40 | 5 | Nos. | 79.79 |  |  | Excess(+) | 1 | Full Conversion | INR | [40 empty] | #VALUE! | #VALUE! | #VALUE! | 2 | Construction of chamber for 100mm sluices valve | item3 | 10 | Nos
10.3 | changeable flat angle | item41 | 5 | Nos. | 88.56 |  |  | Excess(+) | 1 | Full Conversion | INR | [40 empty] | #VALUE! | #VALUE! | #VALUE! | 3 | Supplying, Conveying and fixing spls. Including ea | item4 | 10 | Nos
10.4 | flat junction | item42 | 5 | Nos. | 109.6 |  |  | Excess(+) | 1 | Full Conversion | INR | [40 empty] | #VALUE! | #VALUE! | #VALUE! | 1.01 | Supplying, Conveying and fixing spls. Including eart | item1 | 123.223 | Nos
11 | Supply and fixing of 32 x 20 mm DLP mini- trunking white-system with independent cover etc. as required complete. | item43 | 35 | Meter | 174.48 |  |  | Excess(+) | 1 | Full Conversion | INR | [40 empty] | #VALUE! | #VALUE! | #VALUE! | 1.02 | Construction of chamber for 100mm sluice plates | item2 | 213 | Nos
12 | Supply and fixing of following accessories suitable for 32 mm x 20 mm size plastic trunking white system. | item44 | [52 empty] | 2 | Construction of chamber for 100mm sluices valve | item3 | 10 | Nos
12.1 | End cap | item45 | 5 | Nos. | 114.86 |  |  | Excess(+) | 1 | Full Conversion | INR | [40 empty] | #VALUE! | #VALUE! | #VALUE! | 3 | Supplying, Conveying and fixing spls. Including ea | item4 | 10 | Nos
12.2 | internal / external angle | item46 | 5 | Nos. | 109.6 |  |  | Excess(+) | 1 | Full Conversion | INR | [40 empty] | #VALUE! | #VALUE! | #VALUE! | 1.01 | Supplying, Conveying and fixing spls. Including eart | item1 | 123.223 | Nos
12.3 | changeable flat angle | item47 | 5 | Nos. | 95.57 |  |  | Excess(+) | 1 | Full Conversion | INR | [40 empty] | #VALUE! | #VALUE! | #VALUE! | 1.02 | Construction of chamber for 100mm sluice plates | item2 | 213 | Nos
12.4 | flat junction | item48 | 5 | Nos. | 107.85 |  |  | Excess(+) | 1 | Full Conversion | INR | [40 empty] | #VALUE! | #VALUE! | #VALUE! | 2 | Construction of chamber for 100mm sluices valve | item3 | 10 | Nos
13 | Supply and fixing of 105 x 50 mm DLP trunking white-system but without cover and partion etc. as required complete. | item49 | 90 | Meter | 747.04 |  |  | Excess(+) | 1 | Full Conversion | INR | [40 empty] | #VALUE! | #VALUE! | #VALUE! | 2 | Construction of chamber for 100mm sluices valve | item3 | 10 | Nos
14 | Supply and fixing of following accessories suitable for 105 mm x 50 mm size plastic trunking white system. | item50 | [52 empty] | 3 | Supplying, Conveying and fixing spls. Including ea | item4 | 10 | Nos
14.1 | 85 mm flexible cover | item51 | 90 | Meter | 329.68 |  |  | Excess(+) | 1 | Full Conversion | INR | [40 empty] | #VALUE! | #VALUE! | #VALUE! | 1.01 | Supplying, Conveying and fixing spls. Including eart | item1 | 123.223 | Nos
14.2 | End cap | item52 | 5 | Nos. | 149.93 |  |  | Excess(+) | 1 | Full Conversion | INR | [40 empty] | #VALUE! | #VALUE! | #VALUE! | 1.02 | Construction of chamber for 100mm sluice plates | item2 | 213 | Nos
14.3 | Internal angles- adjustable from 80°-100° | item53 | 5 | Nos. | 408.59 |  |  | Excess(+) | 1 | Full Conversion | INR | [40 empty] | #VALUE! | #VALUE! | #VALUE! | 2 | Construction of chamber for 100mm sluices valve | item3 | 10 | Nos
14.4 | external angles- adjustable from 60°-120° | item54 | 5 | Nos. | 419.11 |  |  | Excess(+) | 1 | Full Conversion | INR | [40 empty] | #VALUE! | #VALUE! | #VALUE! | 3 | Supplying, Conveying and fixing spls. Including ea | item4 | 10 | Nos
14.5 | flat junction | item55 | 5 | Nos. | 704.95 |  |  | Excess(+) | 1 | Full Conversion | INR | [40 empty] | #VALUE! | #VALUE! | #VALUE! | 1.01 | Supplying, Conveying and fixing spls. Including eart | item1 | 123.223 | Nos
14.6 | flat angles | item56 | 5 | Nos. | 570.8 |  |  | Excess(+) | 1 | Full Conversion | INR | [40 empty] | #VALUE! | #VALUE! | #VALUE! | 1.02 | Construction of chamber for 100mm sluice plates | item2 | 213 | Nos
14.7 | separation partitions | item57 | 5 | Meter | 196.41 |  |  | Excess(+) | 1 | Full Conversion | INR | [40 empty] | #VALUE! | #VALUE! | #VALUE! | 2 | Construction of chamber for 100mm sluices valve | item3 | 10 | Nos
14.8 | Joints for 85mm width cover | item58 | 5 | Nos. | 170.1 |  |  | Excess(+) | 1 | Full Conversion | INR | [40 empty] | #VALUE! | #VALUE! | #VALUE! | 3 | Supplying, Conveying and fixing spls. Including ea | item4 | 10 | Nos
14.9 | base joints | item59 | 5 | Nos. | 71.02 |  |  | Excess(+) | 1 | Full Conversion | INR | [40 empty] | #VALUE! | #VALUE! | #VALUE! | 1.01 | Supplying, Conveying and fixing spls. Including eart | item1 | 123.223 | Nos
15 | Supplying and fixing of 32 mm dia X 2.00 metres long G.l. pipe (medium class) bracket for mounting of fluorescent / FIPMV / HPSV street light fitting on pole including bending the pipe to the required shape, 2 nos 40 mm X 3 mm flat iron clamps with nuts, bolts and washer, painting the flat iron with primer and finish paint etc. as required. | item60 | 5 | Nos. | 887.33 |  |  | Excess(+) | 1 | Full Conversion | INR | [40 empty] | #VALUE! | #VALUE! | #VALUE! | 1.02 | Construction of chamber for 100mm sluice plates | item2 | 213 | Nos
16 | Supply & Laying of 32 mm dia, 8Kg / cm², minimum 2.0 mm thick HDPE pipe, ISI mark in following manners as required complete. | item61 | [52 empty] | 2 | Construction of chamber for 100mm sluices valve | item3 | 10 | Nos
16.1 | in ground I/c excavation, sand caushioning, protective covering and refixing the trench etc as reqd | item62 | 12.5 | Meter | 364.75 |  |  | Excess(+) | 1 | Full Conversion | INR | [40 empty] | #VALUE! | #VALUE! | #VALUE! | 3 | Supplying, Conveying and fixing spls. Including ea | item4 | 10 | Nos
16.2 | On Surface | item63 | 5 | Meter | 93.82 |  |  | Excess(+) | 1 | Full Conversion | INR | [40 empty] | #VALUE! | #VALUE! | #VALUE! | 4 | Construction of chamber for 100mm sluice plates | item5 | 10 | Nos
16.3 | In Pipe | item64 | 5 | Meter | 86.8 |  |  | Excess(+) | 1 | Full Conversion | INR | [40 empty] | #VALUE! | #VALUE! | #VALUE! | 1.02 | Construction of chamber for 100mm sluice plates | item2 | 213 | Nos
16.4 | in open duct | item65 | 5 | Meter | 79.79 |  |  | Excess(+) | 1 | Full Conversion | INR | [40 empty] | #VALUE! | #VALUE! | #VALUE! | 2 | Construction of chamber for 100mm sluices valve | item3 | 10 | Nos
17 | Supply & Laying of 40 mm dia, 8Kg / cm², minimum 2.0 mm thick HDPE pipe, ISI mark in following manners as required complete. | item66 | [52 empty] | 3 | Supplying, Conveying and fixing spls. Including ea | item4 | 10 | Nos
17.1 | in ground I/c excavation, sand caushioning, protective covering and refixing the trench etc as reqd | item67 | 12.5 | Meter | 410.35 |  |  | Excess(+) | 1 | Full Conversion | INR | [40 empty] | #VALUE! | #VALUE! | #VALUE! | 1.01 | Supplying, Conveying and fixing spls. Including eart | item1 | 123.223 | Nos
17.2 | On Surface | item68 | 5 | Meter | 185.88 |  |  | Excess(+) | 1 | Full Conversion | INR | [40 empty] | #VALUE! | #VALUE! | #VALUE! | 1.02 | Construction of chamber for 100mm sluice plates | item2 | 213 | Nos
17.3 | In Pipe | item69 | 5 | Meter | 135.91 |  |  | Excess(+) | 1 | Full Conversion | INR | [40 empty] | #VALUE! | #VALUE! | #VALUE! | 2 | Construction of chamber for 100mm sluices valve | item3 | 10 | Nos
17.4 | in open duct | item70 | 5 | Meter | 126.26 |  |  | Excess(+) | 1 | Full Conversion | INR | [40 empty] | #VALUE! | #VALUE! | #VALUE! | 3 | Supplying, Conveying and fixing spls. Including ea | item4 | 10 | Nos
18 | Extra for cutting and drilling hole in down rod of 15mm dia GI pipe for ceiling fan etc. as required complete. | item71 | 5 | Nos. | 63.13 |  |  | Excess(+) | 1 | Full Conversion | INR | [40 empty] | #VALUE! | #VALUE! | #VALUE! | 1.01 | Supplying, Conveying and fixing spls. Including eart | item1 | 123.223 | Nos
19 | Supplying, fixing, painting of 15mm dia GI heavy class pipe down rod for ceiling fan etc as required complete. | item72 | 5 | Meter | 222.71 |  |  | Excess(+) | 1 | Full Conversion | INR | [40 empty] | #VALUE! | #VALUE! | #VALUE! | 1.02 | Construction of chamber for 100mm sluice plates | item2 | 213 | Nos
20 | S & F following size of steel flexible pipe alongwith the accessories on surface etc as required | item73 | [52 empty] | 2 | Construction of chamber for 100mm sluices valve | item3 | 10 | Nos
20.1 | 20 mm | item74 | 5 | Meter | 29.81 |  |  | Excess(+) | 1 | Full Conversion | INR | [40 empty] | #VALUE! | #VALUE! | #VALUE! | 3 | Supplying, Conveying and fixing spls. Including ea | item4 | 10 | Nos
20.2 | 25 mm | item75 | 5 | Meter | 35.95 |  |  | Excess(+) | 1 | Full Conversion | INR | [40 empty] | #VALUE! | #VALUE! | #VALUE! | 1.01 | Supplying, Conveying and fixing spls. Including eart | item1 | 123.223 | Nos
20.3 | 32 mm | item76 | 5 | Meter | 56.99 |  |  | Excess(+) | 1 | Full Conversion | INR | [40 empty] | #VALUE! | #VALUE! | #VALUE! | 1.02 | Construction of chamber for 100mm sluice plates | item2 | 213 | Nos
20.4 | 40 mm | item77 | 5 | Meter | 63.13 |  |  | Excess(+) | 1 | Full Conversion | INR | [40 empty] | #VALUE! | #VALUE! | #VALUE! | 2 | Construction of chamber for 100mm sluices valve | item3 | 10 | Nos
21 | Chemical Earthing with GI earth electrode 50mm dia x 3 mtr length including earth enhancing compound (Jam Fill quality product) and PIT cover for earthing pit etc as reqd. | item78 | 10 | Nos. | 8334.06 |  |  | Excess(+) | 1 | Full Conversion | INR | [40 empty] | #VALUE! | #VALUE! | #VALUE! | 3 | Supplying, Conveying and fixing spls. Including ea | item4 | 10 | Nos
22 | Chemical Earthing with Copper bonded earth electrode 50mm dia x 3 mtr length including earth enhancing compound (Jam Fill quality product) and PIT cover for earthing pit etc as reqd. | item79 | 5 | Nos. | 11679.09 |  |  | Excess(+) | 1 | Full Conversion | INR | [40 empty] | #VALUE! | #VALUE! | #VALUE! | 4 | Construction of chamber for 100mm sluice plates | item5 | 10 | Nos
23 | Earthing with G.l. earth plate 600 mm X 600 mm X 6 mm thick including accessories, and providing masonry enclosure with cover plate having locking arrangement and watering pipe of 2.7 metre long etc. with charcoal/coke and salt as required. | item80 | 5 | Set | 5450.24 |  |  | Excess(+) | 1 | Full Conversion | INR | [40 empty] | #VALUE! | #VALUE! | #VALUE! | 1.02 | Construction of chamber for 100mm sluice plates | item2 | 213 | Nos
24 | Earthing with copper earth plate 600 mm X 600 mm X 3 mm thick including accessories, and providing masonry enclosure with cover plate having locking arrangement and watering pipe of 2.7 metre long etc. with charcoal/coke and salt as required. | item81 | 5 | Set | 10341.08 |  |  | Excess(+) | 1 | Full Conversion | INR | [40 empty] | #VALUE! | #VALUE! | #VALUE! | 2 | Construction of chamber for 100mm sluices valve | item3 | 10 | Nos
25 | Supplying and laying 25 mm X 5 mm G.l strip at 0.50 metre below ground as strip earth electrode, including connection/ terminating with G.l. nut, bolt, spring, washer etc. as required. (Jointing shall be done by overlapping and with 2 sets of G.l. nut bolt & spring washer spaced at 50mm) | item82 | 10.417 | Metre | 114.86 |  |  | Excess(+) | 1 | Full Conversion | INR | [40 empty] | #VALUE! | #VALUE! | #VALUE! | 3 | Supplying, Conveying and fixing spls. Including ea | item4 | 10 | Nos
26 | Providing and fixing 25 mm X 5 mm copper strip in 40 mm dia G.l. pipe from earth electrode including connection with brass nut, bolt, spring, washer excavation and re-filling etc. as required. | item83 | 6.25 | Metre | 1073.21 |  |  | Excess(+) | 1 | Full Conversion | INR | [40 empty] | #VALUE! | #VALUE! | #VALUE! | 1.01 | Supplying, Conveying and fixing spls. Including eart | item1 | 123.223 | Nos
27 | Providing and fixing 25 mm X 5 mm copper strip on surface or in recess for connections etc. as required. | item84 | 6.25 | Metre | 884.7 |  |  | Excess(+) | 1 | Full Conversion | INR | [40 empty] | #VALUE! | #VALUE! | #VALUE! | 1.02 | Construction of chamber for 100mm sluice plates | item2 | 213 | Nos
28 | Providing and fixing 25 mm X 5 mm G.l. strip on surface or in recess for connections etc. as required. | item85 | 6.25 | Metre | 180.62 |  |  | Excess(+) | 1 | Full Conversion | INR | [40 empty] | #VALUE! | #VALUE! | #VALUE! | 2 | Construction of chamber for 100mm sluices valve | item3 | 10 | Nos
29 | Providing and fixing 6 SWG dia G.l. wire on surface or in recess for loop earthing along with existing surface/ recessed conduit/ submain wiring/cable as required. | item86 | 6.25 | Metre | 32.44 |  |  | Excess(+) | 1 | Full Conversion | INR | [40 empty] | #VALUE! | #VALUE! | #VALUE! | 3 | Supplying, Conveying and fixing spls. Including ea | item4 | 10 | Nos
30 | Supplying and fixing 20 A, 240 V, SPN Industrial type socket outlet, with 2 pole and earth, metal enclosed plug top alongwith 20 A "C" curve, SP, MCB, in sheet steel enclosure, on surface or in recess, with chained metal cover for the socket out let and complete with connections, testing and commissioning etc. as required. | item87 | 5 | Nos. | 1080.23 |  |  | Excess(+) | 1 | Full Conversion | INR | [40 empty] | #VALUE! | #VALUE! | #VALUE! | 1.01 | Supplying, Conveying and fixing spls. Including eart | item1 | 123.223 | Nos
31 | S & F rotary drive kit complete with handle and padlock facility for 125 amp MCCB etc. as reqd. | item88 | 5 | Nos. | 2991.67 |  |  | Excess(+) | 1 | Full Conversion | INR | [40 empty] | #VALUE! | #VALUE! | #VALUE! | 1.02 | Construction of chamber for 100mm sluice plates | item2 | 213 | Nos
32 | Providing and fixing following rating and breaking capacity and pole MCCB with thermomagnetic release and terminal spreaders in existing cubicle panel board including drilling holes in cubicle panel, making connections, etc. as required. | item89 | [52 empty] | 2 | Construction of chamber for 100mm sluices valve | item3 | 10 | Nos
32.1 | 125 A,36KA,FPMCCB | item90 | 5 | Nos. | 6579.57 |  |  | Excess(+) | 1 | Full Conversion | INR | [40 empty] | #VALUE! | #VALUE! | #VALUE! | 3 | Supplying, Conveying and fixing spls. Including ea | item4 | 10 | Nos
32.2 | 200 A,36KA,FPMCCB | item91 | 5 | Nos. | 13282.77 |  |  | Excess(+) | 1 | Full Conversion | INR | [40 empty] | #VALUE! | #VALUE! | #VALUE! | 1.01 | Supplying, Conveying and fixing spls. Including eart | item1 | 123.223 | Nos
32.3 | 250 A,36KA,FPMCCB | item92 | 5 | Nos. | 15144.23 |  |  | Excess(+) | 1 | Full Conversion | INR | [40 empty] | #VALUE! | #VALUE! | #VALUE! | 1.02 | Construction of chamber for 100mm sluice plates | item2 | 213 | Nos
32.4 | 400 A,50KA,FPMCCB | item93 | 5 | Nos. | 22956.6 |  |  | Excess(+) | 1 | Full Conversion | INR | [40 empty] | #VALUE! | #VALUE! | #VALUE! | 2 | Construction of chamber for 100mm sluices valve | item3 | 10 | Nos
33 | Supplying and fixing following way, single pole and neutral, sheet steel, MCB distribution board, 240 V, on surface/ recess, complete with tinned copper bus bar, neutral bus bar, earth bar, din bar, interconnections, powder painted including earthing etc. as required. (But without MCB/RCCB/lsolator) | item94 | [52 empty] | 2 | Construction of chamber for 100mm sluices valve | item3 | 10 | Nos
33.1 | 6 way, Double door | item95 | 5 | Nos. | 1456.38 |  |  | Excess(+) | 1 | Full Conversion | INR | [40 empty] | #VALUE! | #VALUE! | #VALUE! | 3 | Supplying, Conveying and fixing spls. Including ea | item4 | 10 | Nos
33.2 | 8 way , Double door | item96 | 5 | Nos. | 1543.18 |  |  | Excess(+) | 1 | Full Conversion | INR | [40 empty] | #VALUE! | #VALUE! | #VALUE! | 1.01 | Supplying, Conveying and fixing spls. Including eart | item1 | 123.223 | Nos
33.3 | 12 way, Double door | item97 | 5 | Nos. | 1800.09 |  |  | Excess(+) | 1 | Full Conversion | INR | [40 empty] | #VALUE! | #VALUE! | #VALUE! | 1.02 | Construction of chamber for 100mm sluice plates | item2 | 213 | Nos
34 | Supplying and fixing following way, horizontal type three pole and neutral, sheet steel, MCB distribution board, 415 V, on surface/ recess, complete with tinned copper bus bar, neutral bus bar, earth bar, din bar, interconnections, powder painted including earthing etc. as required. (But without | item98 | [52 empty] | 2 | Construction of chamber for 100mm sluices valve | item3 | 10 | Nos
34.1 | 4 way (4 +12), Double door | item99 | 5 | Nos. | 2690.05 |  |  | Excess(+) | 1 | Full Conversion | INR | [40 empty] | #VALUE! | #VALUE! | #VALUE! | 3 | Supplying, Conveying and fixing spls. Including ea | item4 | 10 | Nos
34.2 | 6 way (4 +18), Double door | item100 | 5 | Nos. | 3238.05 |  |  | Excess(+) | 1 | Full Conversion | INR | [40 empty] | #VALUE! | #VALUE! | #VALUE! | 1.01 | Supplying, Conveying and fixing spls. Including eart | item1 | 123.223 | Nos
34.3 | 8 way (4 + 24), Double door | item101 | 5 | Nos. | 4034.2 |  |  | Excess(+) | 1 | Full Conversion | INR | [40 empty] | #VALUE! | #VALUE! | #VALUE! | 1.02 | Construction of chamber for 100mm sluice plates | item2 | 213 | Nos
35 | Supplying and fixing of following ways surface/ recess mounting, vertical type, 415 V, TPN MCB distribution board of sheet steel, dust protected, duly powder painted, inclusive of 200 A tinned copper bus bar, common neutral link, earth bar, din bar for mounting MCBs (but without MCBs and incomer) as required . (Note : Vertical type MCB TPDB is normally used where 3 phase outlets are required.) | item102 | [52 empty] | 2 | Construction of chamber for 100mm sluices valve | item3 | 10 | Nos
35.1 | 4 way (4 +12), Double door | item103 | 5 | Nos. | 4954.84 |  |  | Excess(+) | 1 | Full Conversion | INR | [40 empty] | #VALUE! | #VALUE! | #VALUE! | 3 | Supplying, Conveying and fixing spls. Including ea | item4 | 10 | Nos
35.2 | 8 way (4 + 24), Double door | item104 | 5 | Nos. | 6790 |  |  | Excess(+) | 1 | Full Conversion | INR | [40 empty] | #VALUE! | #VALUE! | #VALUE! | 1.01 | Supplying, Conveying and fixing spls. Including eart | item1 | 123.223 | Nos
35.3 | 12 way (4 + 36), Double door | item105 | 5 | Nos. | 8617.27 |  |  | Excess(+) | 1 | Full Conversion | INR | [40 empty] | #VALUE! | #VALUE! | #VALUE! | 1.02 | Construction of chamber for 100mm sluice plates | item2 | 213 | Nos
36 | Supplying and fixing following rating, 240/415 V, 10 kA, "C" curve, miniature circuit breaker suitable for inductive load of following poles in the existing MCB DB complete with connections, testing and commissioning etc. as required. | item106 | [52 empty] | 2 | Construction of chamber for 100mm sluices valve | item3 | 10 | Nos
36.1 | Single pole 5 A to 32 A | item107 | 5 | Nos. | 174.48 |  |  | Excess(+) | 1 | Full Conversion | INR | [40 empty] | #VALUE! | #VALUE! | #VALUE! | 3 | Supplying, Conveying and fixing spls. Including ea | item4 | 10 | Nos
36.2 | Double pole 5 A to 32 A | item108 | 5 | Nos. | 487.51 |  |  | Excess(+) | 1 | Full Conversion | INR | [40 empty] | #VALUE! | #VALUE! | #VALUE! | 4 | Construction of chamber for 100mm sluice plates | item5 | 10 | Nos
36.3 | Triple pole 5 A to 32 A | item109 | 5 | Nos. | 724.24 |  |  | Excess(+) | 1 | Full Conversion | INR | [40 empty] | #VALUE! | #VALUE! | #VALUE! | 1.02 | Construction of chamber for 100mm sluice plates | item2 | 213 | Nos
36.4 | Triple pole and neutral 5 A to 32 A | item110 | 5 | Nos. | 957.47 |  |  | Excess(+) | 1 | Full Conversion | INR | [40 empty] | #VALUE! | #VALUE! | #VALUE! | 2 | Construction of chamber for 100mm sluices valve | item3 | 10 | Nos
36.5 | Single Pole (40A-63A) | item111 | 5 | Nos. | 562.03 |  |  | Excess(+) | 1 | Full Conversion | INR | [40 empty] | #VALUE! | #VALUE! | #VALUE! | 3 | Supplying, Conveying and fixing spls. Including ea | item4 | 10 | Nos
36.6 | Double Pole (40A-63A) | item112 | 5 | Nos. | 1184.57 |  |  | Excess(+) | 1 | Full Conversion | INR | [40 empty] | #VALUE! | #VALUE! | #VALUE! | 1.01 | Supplying, Conveying and fixing spls. Including eart | item1 | 123.223 | Nos
36.7 | Triple pole (40A-63A) | item113 | 5 | Nos. | 1764.14 |  |  | Excess(+) | 1 | Full Conversion | INR | [40 empty] | #VALUE! | #VALUE! | #VALUE! | 1.02 | Construction of chamber for 100mm sluice plates | item2 | 213 | Nos
36.8 | Four Pole (40A-63A) | item114 | 5 | Nos. | 2264.8 |  |  | Excess(+) | 1 | Full Conversion | INR | [40 empty] | #VALUE! | #VALUE! | #VALUE! | 2 | Construction of chamber for 100mm sluices valve | item3 | 10 | Nos
37 | Supplying and fixing following size/ modules, Gl/ PVC box alongwith modular base & cover plate for modular switches in recess etc. as required. | item115 | [52 empty] | 3 | Supplying, Conveying and fixing spls. Including ea | item4 | 10 | Nos
37.1 | 1 or 2 Module (75mmX75mm) | item116 | 5 | Nos. | 213.06 |  |  | Excess(+) | 1 | Full Conversion | INR | [40 empty] | #VALUE! | #VALUE! | #VALUE! | 1.01 | Supplying, Conveying and fixing spls. Including eart | item1 | 123.223 | Nos
37.2 | 3 Module (100mmX75mm) | item117 | 5 | Nos. | 234.11 |  |  | Excess(+) | 1 | Full Conversion | INR | [40 empty] | #VALUE! | #VALUE! | #VALUE! | 1.02 | Construction of chamber for 100mm sluice plates | item2 | 213 | Nos
37.3 | 4 Module (125mmX75mm) | item118 | 5 | Nos. | 251.64 |  |  | Excess(+) | 1 | Full Conversion | INR | [40 empty] | #VALUE! | #VALUE! | #VALUE! | 2 | Construction of chamber for 100mm sluices valve | item3 | 10 | Nos
37.4 | 6 Module (200mmX75mm) | item119 | 5 | Nos. | 291.98 |  |  | Excess(+) | 1 | Full Conversion | INR | [40 empty] | #VALUE! | #VALUE! | #VALUE! | 3 | Supplying, Conveying and fixing spls. Including ea | item4 | 10 | Nos
37.5 | 8 Module (125mmX125mm) | item120 | 5 | Nos. | 335.82 |  |  | Excess(+) | 1 | Full Conversion | INR | [40 empty] | #VALUE! | #VALUE! | #VALUE! | 1.01 | Supplying, Conveying and fixing spls. Including eart | item1 | 123.223 | Nos
37.6 | 12 Module (200mmX150mm) | item121 | 5 | Nos. | 380.53 |  |  | Excess(+) | 1 | Full Conversion | INR | [40 empty] | #VALUE! | #VALUE! | #VALUE! | 1.02 | Construction of chamber for 100mm sluice plates | item2 | 213 | Nos
38 | Supplying and fixing wood box of following sizes (nominal size) on surface or in recess with suitable size of phenolic laminated sheet cover in front etc as required. | item122 | [52 empty] | 2 | Construction of chamber for 100mm sluices valve | item3 | 10 | Nos
38.1 | 100 mm X 100 mm | item123 | 5 | Nos. | 131.52 |  |  | Excess(+) | 1 | Full Conversion | INR | [40 empty] | #VALUE! | #VALUE! | #VALUE! | 3 | Supplying, Conveying and fixing spls. Including ea | item4 | 10 | Nos
38.2 | 200 mm x 250 mm | item124 | 5 | Nos. | 253.4 |  |  | Excess(+) | 1 | Full Conversion | INR | [40 empty] | #VALUE! | #VALUE! | #VALUE! | 4 | Construction of chamber for 100mm sluice plates | item5 | 10 | Nos
38.3 | 250 mm x 300 mm | item125 | 5 | Nos. | 291.98 |  |  | Excess(+) | 1 | Full Conversion | INR | [40 empty] | #VALUE! | #VALUE! | #VALUE! | 1.02 | Construction of chamber for 100mm sluice plates | item2 | 213 | Nos
39 | S&F connecting and commissioning indipendent mounting of MCCB enclosure suitable for MCCB's upto 250A in surface/recess I/c cutting the wall and making good the same in case of recessed (Cat No CS-CNM0100021 C & S or approved equivalent make) as reqd. | item126 | 5 | Nos. | 2611.14 |  |  | Excess(+) | 1 | Full Conversion | INR | [40 empty] | #VALUE! | #VALUE! | #VALUE! | 2 | Construction of chamber for 100mm sluices valve | item3 | 10 | Nos
40 | S & F metal enclosure suitable for DP/TPN MCB / DP ELCB on surface or recessed etc as reqd. | item127 | 5 | Nos. | 656.73 |  |  | Excess(+) | 1 | Full Conversion | INR | [40 empty] | #VALUE! | #VALUE! | #VALUE! | 3 | Supplying, Conveying and fixing spls. Including ea | item4 | 10 | Nos
41 | Supply and fixing testing and commissioning of 1X10 watt LED Mirror light fixture with Electronic driver, lamp, reflector, diffusser, MS body/housing holder etc. complete with all fixing accessories and lamp as required complete. | item128 | 5 | Nos | 554.14 |  |  | Excess(+) | 1 | Full Conversion | INR | [40 empty] | #VALUE! | #VALUE! | #VALUE! | 1.01 | Supplying, Conveying and fixing spls. Including eart | item1 | 123.223 | Nos
42 | Cleaning of any type of fittings. | item129 | 5 | Nos. | 100.83 |  |  | Excess(+) | 1 | Full Conversion | INR | [40 empty] | #VALUE! | #VALUE! | #VALUE! | 1.02 | Construction of chamber for 100mm sluice plates | item2 | 213 | Nos
43 | Supply and fixing testing and commissioning of 10 watt LED bulkhead fixture with Electronic driver, lamp, reflector, diffusser, MS body/housing holder etc. complete with all fixing accessories and lamp as required complete.(eq. To Cropmton cat. no. LBHE-10-CDL | item130 | 5 | Nos. | 1754.49 |  |  | Excess(+) | 1 | Full Conversion | INR | [40 empty] | #VALUE! | #VALUE! | #VALUE! | 2 | Construction of chamber for 100mm sluices valve | item3 | 10 | Nos
44 | Supplying, fixing, connecting & commissioning of Black board light fitting 1x36w i/c suitable arrangement of fixing etc. as reqd. | item131 | 5 | Nos. | 3047.79 |  |  | Excess(+) | 1 | Full Conversion | INR | [40 empty] | #VALUE! | #VALUE! | #VALUE! | 3 | Supplying, Conveying and fixing spls. Including ea | item4 | 10 | Nos
45 | Supply, installation, testing and commissioning of following LED lamp in existing fitting as required complete. | item132 | [52 empty] | 1.01 | Supplying, Conveying and fixing spls. Including eart | item1 | 123.223 | Nos
46 | 20 watt ESENTIAL PHILIPS or equivalent Tube inplace of 36/40 W FL tube | item133 | 25 | Nos. | 306.88 |  |  | Excess(+) | 1 | Full Conversion | INR | [40 empty] | #VALUE! | #VALUE! | #VALUE! | 1.02 | Construction of chamber for 100mm sluice plates | item2 | 213 | Nos
46.1 | 16 watt Tube LED lamp | item134 | 10 | Nos. | 598.86 |  |  | Excess(+) | 1 | Full Conversion | INR | [40 empty] | #VALUE! | #VALUE! | #VALUE! | 2 | Construction of chamber for 100mm sluices valve | item3 | 10 | Nos
46.2 | 18 watt. LED PLL lamp | item135 | 10 | Nos. | 442.79 |  |  | Excess(+) | 1 | Full Conversion | INR | [40 empty] | #VALUE! | #VALUE! | #VALUE! | 3 | Supplying, Conveying and fixing spls. Including ea | item4 | 10 | Nos
47 | Supply and fixing of following LED light fixture with efficiency >100 lumen/ watt, P.F. >0.95, THD<10%, Electronic driver, LED lamp, reflector, diffusser, MS body/housing holder etc. complete with all fixing accessories and lamp as required complete. | item136 | [52 empty] | 1.01 | Supplying, Conveying and fixing spls. Including eart | item1 | 123.223 | Nos
47.01 | 1 X 20W Box type LED tube with fitting | item137 | 5 | Nos. | 785.62 |  |  | Excess(+) | 1 | Full Conversion | INR | [40 empty] | #VALUE! | #VALUE! | #VALUE! | 1.02 | Construction of chamber for 100mm sluice plates | item2 | 213 | Nos
47.02 | 2 X 20W Box type LED tube with fitting | item138 | 5 | Nos. | 1128.45 |  |  | Excess(+) | 1 | Full Conversion | INR | [40 empty] | #VALUE! | #VALUE! | #VALUE! | 2 | Construction of chamber for 100mm sluices valve | item3 | 10 | Nos
47.03 | 12 watt resess mounting LED light fixture | item139 | 5 | Nos. | 999.56 |  |  | Excess(+) | 1 | Full Conversion | INR | [40 empty] | #VALUE! | #VALUE! | #VALUE! | 2 | Construction of chamber for 100mm sluices valve | item3 | 10 | Nos
47.04 | 12 watt surface mounting LED light fixture | item140 | 5 | Nos. | 1264.36 |  |  | Excess(+) | 1 | Full Conversion | INR | [40 empty] | #VALUE! | #VALUE! | #VALUE! | 3 | Supplying, Conveying and fixing spls. Including ea | item4 | 10 | Nos
47.05 | 18 watt recess 300 x 300 mm mounting LED light fixture | item141 | 5 | Nos. | 2207.8 |  |  | Excess(+) | 1 | Full Conversion | INR | [40 empty] | #VALUE! | #VALUE! | #VALUE! | 1.01 | Supplying, Conveying and fixing spls. Including eart | item1 | 123.223 | Nos
47.06 | 18 watt surface mounting 300 x 300 mm LED light fixture | item142 | 5 | Nos. | 2434.02 |  |  | Excess(+) | 1 | Full Conversion | INR | [40 empty] | #VALUE! | #VALUE! | #VALUE! | 1.02 | Construction of chamber for 100mm sluice plates | item2 | 213 | Nos
47.07 | 36 watt recess mounting LED light fixture 600 x 600 mm | item143 | 5 | Nos. | 3943.88 |  |  | Excess(+) | 1 | Full Conversion | INR | [40 empty] | #VALUE! | #VALUE! | #VALUE! | 2 | Construction of chamber for 100mm sluices valve | item3 | 10 | Nos
47.08 | 36 watt surface mounting LED light fixture 600 x600 mm | item144 | 5 | Nos. | 4698.82 |  |  | Excess(+) | 1 | Full Conversion | INR | [40 empty] | #VALUE! | #VALUE! | #VALUE! | 3 | Supplying, Conveying and fixing spls. Including ea | item4 | 10 | Nos
47.09 | 36 watt recess mounting LED light fixture 300 x 1200 mm | item145 | 5 | Nos. | 4698.82 |  |  | Excess(+) | 1 | Full Conversion | INR | [40 empty] | #VALUE! | #VALUE! | #VALUE! | 1.01 | Supplying, Conveying and fixing spls. Including eart | item1 | 123.223 | Nos
47.1 | 36 watt surface mounting LED light fixture 300 x 1200 mm | item146 | 5 | Nos. | 5076.72 |  |  | Excess(+) | 1 | Full Conversion | INR | [40 empty] | #VALUE! | #VALUE! | #VALUE! | 1.02 | Construction of chamber for 100mm sluice plates | item2 | 213 | Nos
48 | Supplying and fixing, 25 Watt LED street light luminaries with pressure die cast aluminium housing IP66 complete with all accessories complete ASTRA make Crompton or equivalent approved make. | item147 | 5 | Nos. | 2031.57 |  |  | Excess(+) | 1 | Full Conversion | INR | [40 empty] | #VALUE! | #VALUE! | #VALUE! | 2 | Construction of chamber for 100mm sluices valve | item3 | 10 | Nos
49 | Supplying and fixing, 45 Watt LED street light luminaries with pressure die cast aluminium housing IP66 complete with all accessories ENDURA PEARL NEO make Havells or equivalent approved make. | item148 | 5 | Nos. | 4448.05 |  |  | Excess(+) | 1 | Full Conversion | INR | [40 empty] | #VALUE! | #VALUE! | #VALUE! | 3 | Supplying, Conveying and fixing spls. Including ea | item4 | 10 | Nos
50 | Supply, fixing, connecting, commissioning & testing of 40 watt LED Post top lantern light complete with all accessories including rag bolts with washer MAPLE make Crompton or equivalent approved make. | item149 | 5 | Nos. | 10110.48 |  |  | Excess(+) | 1 | Full Conversion | INR | [40 empty] | #VALUE! | #VALUE! | #VALUE! | 1.01 | Supplying, Conveying and fixing spls. Including eart | item1 | 123.223 | Nos
51 | Repairing , cleaning, testing & commissioniong box /industiral type /decorative type fitting I/c replacement of all parts if reqd. | item150 | 5 | Nos. | 163.09 |  |  | Excess(+) | 1 | Full Conversion | INR | [40 empty] | #VALUE! | #VALUE! | #VALUE! | 1.02 | Construction of chamber for 100mm sluice plates | item2 | 213 | Nos
52 | Alteration of internal wiring in existing fitting of any type for retrofitting of tube LED i/c dismentelling & refixing as reqd. | item151 | 20 | Nos. | 122.75 |  |  | Excess(+) | 1 | Full Conversion | INR | [40 empty] | #VALUE! | #VALUE! | #VALUE! | 2 | Construction of chamber for 100mm sluices valve | item3 | 10 | Nos
53 | Supplying and fixing 3 pin, 5 A ceiling rose on the existing junction box/ wooden block including connections etc. as required. | item152 | 10 | Nos. | 56.99 |  |  | Excess(+) | 1 | Full Conversion | INR | [40 empty] | #VALUE! | #VALUE! | #VALUE! | 3 | Supplying, Conveying and fixing spls. Including ea | item4 | 10 | Nos
54 | Supplying and fixing brass batten/ angle holder including connection etc. as required. | item153 | 5 | Nos. | 102.59 |  |  | Excess(+) | 1 | Full Conversion | INR | [40 empty] | #VALUE! | #VALUE! | #VALUE! | 4 | Construction of chamber for 100mm sluice plates | item5 | 10 | Nos
55 | Supplying and fixing call bell/ buzzer suitable for single phase, 230 V, complete as required. | item154 | 5 | Nos. | 80.67 |  |  | Excess(+) | 1 | Full Conversion | INR | [40 empty] | #VALUE! | #VALUE! | #VALUE! | 1.02 | Construction of chamber for 100mm sluice plates | item2 | 213 | Nos
56 | Installation, testing and commissioning of pre-wired, fluorescent fitting / compact fluorescent fitting of all types, complete with all accessories and tube/lamp etc. directly on ceiling/ wall, including connections with 1.5 sq. mm FRLS PVC insulated, copper conductor, single core cable and earthing etc. as required. | item155 | 5 | Nos. | 147.3 |  |  | Excess(+) | 1 | Full Conversion | INR | [40 empty] | #VALUE! | #VALUE! | #VALUE! | 2 | Construction of chamber for 100mm sluices valve | item3 | 10 | Nos
57 | Supplying and fixing following piano type switch/ socket on the existing switch box/ cover including connections etc. as required. | item156 | [52 empty] | 3 | Supplying, Conveying and fixing spls. Including ea | item4 | 10 | Nos
57.1 | 5/6 amps switch | item157 | 15 | Nos. | 39.46 |  |  | Excess(+) | 1 | Full Conversion | INR | [40 empty] | #VALUE! | #VALUE! | #VALUE! | 1.01 | Supplying, Conveying and fixing spls. Including eart | item1 | 123.223 | Nos
57.2 | 15/16 A switch | item158 | 15 | Nos. | 96.45 |  |  | Excess(+) | 1 | Full Conversion | INR | [40 empty] | #VALUE! | #VALUE! | #VALUE! | 1.02 | Construction of chamber for 100mm sluice plates | item2 | 213 | Nos
57.3 | 3 pin 5/6 A socket outlet | item159 | 15 | Nos. | 50.85 |  |  | Excess(+) | 1 | Full Conversion | INR | [40 empty] | #VALUE! | #VALUE! | #VALUE! | 2 | Construction of chamber for 100mm sluices valve | item3 | 10 | Nos
57.4 | 6 pin 15/16 A socket outlet | item160 | 15 | Nos. | 112.23 |  |  | Excess(+) | 1 | Full Conversion | INR | [40 empty] | #VALUE! | #VALUE! | #VALUE! | 3 | Supplying, Conveying and fixing spls. Including ea | item4 | 10 | Nos
57.5 | 2 way 5/6 A switch | item161 | 5 | Nos. | 47.35 |  |  | Excess(+) | 1 | Full Conversion | INR | [40 empty] | #VALUE! | #VALUE! | #VALUE! | 1.01 | Supplying, Conveying and fixing spls. Including eart | item1 | 123.223 | Nos
57.6 | Telephone socket outlet | item162 | 5 | Nos. | 65.76 |  |  | Excess(+) | 1 | Full Conversion | INR | [40 empty] | #VALUE! | #VALUE! | #VALUE! | 1.02 | Construction of chamber for 100mm sluice plates | item2 | 213 | Nos
57.7 | Bell push | item163 | 5 | Nos. | 56.12 |  |  | Excess(+) | 1 | Full Conversion | INR | [40 empty] | #VALUE! | #VALUE! | #VALUE! | 2 | Construction of chamber for 100mm sluices valve | item3 | 10 | Nos
57.8 | Fan regulator rotary step | item164 | 15 | Nos. | 285.84 |  |  | Excess(+) | 1 | Full Conversion | INR | [40 empty] | #VALUE! | #VALUE! | #VALUE! | 3 | Supplying, Conveying and fixing spls. Including ea | item4 | 10 | Nos
58 | Supplying and fixing following modular switch/ socket on the existing modular plate & switch box including connections but excluding modular plate etc. as required. | item165 | [52 empty] | 1.01 | Supplying, Conveying and fixing spls. Including eart | item1 | 123.223 | Nos
58.1 | 5/6 A switch | item166 | 20 | Nos. | 74.53 |  |  | Excess(+) | 1 | Full Conversion | INR | [40 empty] | #VALUE! | #VALUE! | #VALUE! | 1.02 | Construction of chamber for 100mm sluice plates | item2 | 213 | Nos
58.2 | 15/16 A switch | item167 | 20 | Nos. | 115.74 |  |  | Excess(+) | 1 | Full Conversion | INR | [40 empty] | #VALUE! | #VALUE! | #VALUE! | 2 | Construction of chamber for 100mm sluices valve | item3 | 10 | Nos
58.3 | 3 pin 5/6 A socket outlet | item168 | 20 | Nos. | 97.33 |  |  | Excess(+) | 1 | Full Conversion | INR | [40 empty] | #VALUE! | #VALUE! | #VALUE! | 3 | Supplying, Conveying and fixing spls. Including ea | item4 | 10 | Nos
58.4 | 6 pin 15/16 A socket outlet | item169 | 20 | Nos. | 153.44 |  |  | Excess(+) | 1 | Full Conversion | INR | [40 empty] | #VALUE! | #VALUE! | #VALUE! | 4 | Construction of chamber for 100mm sluice plates | item5 | 10 | Nos
58.5 | Blanking Plate | item170 | 5 | Nos. | 28.06 |  |  | Excess(+) | 1 | Full Conversion | INR | [40 empty] | #VALUE! | #VALUE! | #VALUE! | 1.02 | Construction of chamber for 100mm sluice plates | item2 | 213 | Nos
58.6 | Telephone socket outlet | item171 | 5 | Nos. | 104.34 |  |  | Excess(+) | 1 | Full Conversion | INR | [40 empty] | #VALUE! | #VALUE! | #VALUE! | 2 | Construction of chamber for 100mm sluices valve | item3 | 10 | Nos
58.7 | Bell push | item172 | 5 | Nos. | 110.48 |  |  | Excess(+) | 1 | Full Conversion | INR | [40 empty] | #VALUE! | #VALUE! | #VALUE! | 3 | Supplying, Conveying and fixing spls. Including ea | item4 | 10 | Nos
58.8 | Fan regulator rotary step | item173 | 10 | Nos. | 299.87 |  |  | Excess(+) | 1 | Full Conversion | INR | [40 empty] | #VALUE! | #VALUE! | #VALUE! | 1.01 | Supplying, Conveying and fixing spls. Including eart | item1 | 123.223 | Nos
58.9 | RJ 11 Telephone socket | item174 | 5 | Nos. | 164.84 |  |  | Excess(+) | 1 | Full Conversion | INR | [40 empty] | #VALUE! | #VALUE! | #VALUE! | 1.02 | Construction of chamber for 100mm sluice plates | item2 | 213 | Nos
59 | Supplying and fixing following Modular base & cover plate on existing modular metal boxes etc. as required. | item175 | [52 empty] | 2 | Construction of chamber for 100mm sluices valve | item3 | 10 | Nos
59.1 | lor 2 Module | item176 | 15 | Nos. | 99.96 |  |  | Excess(+) | 1 | Full Conversion | INR | [40 empty] | #VALUE! | #VALUE! | #VALUE! | 3 | Supplying, Conveying and fixing spls. Including ea | item4 | 10 | Nos
59.2 | 3 Module | item177 | 15 | Nos. | 112.23 |  |  | Excess(+) | 1 | Full Conversion | INR | [40 empty] | #VALUE! | #VALUE! | #VALUE! | 1.01 | Supplying, Conveying and fixing spls. Including eart | item1 | 123.223 | Nos
59.3 | 4 Module | item178 | 15 | Nos. | 121 |  |  | Excess(+) | 1 | Full Conversion | INR | [40 empty] | #VALUE! | #VALUE! | #VALUE! | 1.02 | Construction of chamber for 100mm sluice plates | item2 | 213 | Nos
59.4 | 6 Module | item179 | 15 | Nos. | 146.43 |  |  | Excess(+) | 1 | Full Conversion | INR | [40 empty] | #VALUE! | #VALUE! | #VALUE! | 2 | Construction of chamber for 100mm sluices valve | item3 | 10 | Nos
59.5 | 8 Module | item180 | 15 | Nos. | 171.85 |  |  | Excess(+) | 1 | Full Conversion | INR | [40 empty] | #VALUE! | #VALUE! | #VALUE! | 3 | Supplying, Conveying and fixing spls. Including ea | item4 | 10 | Nos
59.6 | 12 Module | item181 | 5 | Nos. | 199.04 |  |  | Excess(+) | 1 | Full Conversion | INR | [40 empty] | #VALUE! | #VALUE! | #VALUE! | 1.01 | Supplying, Conveying and fixing spls. Including eart | item1 | 123.223 | Nos
60 | Supplying and fixing following size/ modules, plastic box for modular switches in recess etc as required. | item182 | [52 empty] | 1.02 | Construction of chamber for 100mm sluice plates | item2 | 213 | Nos
60.1 | 1 or 2 Module | item183 | 15 | Nos. | 197.28 |  |  | Excess(+) | 1 | Full Conversion | INR | [40 empty] | #VALUE! | #VALUE! | #VALUE! | 2 | Construction of chamber for 100mm sluices valve | item3 | 10 | Nos
60.2 | 3 Module | item184 | 15 | Nos. | 218.33 |  |  | Excess(+) | 1 | Full Conversion | INR | [40 empty] | #VALUE! | #VALUE! | #VALUE! | 2 | Construction of chamber for 100mm sluices valve | item3 | 10 | Nos
60.3 | 4 Module | item185 | 15 | Nos. | 241.12 |  |  | Excess(+) | 1 | Full Conversion | INR | [40 empty] | #VALUE! | #VALUE! | #VALUE! | 3 | Supplying, Conveying and fixing spls. Including ea | item4 | 10 | Nos
60.4 | 6 Module | item186 | 15 | Nos. | 266.55 |  |  | Excess(+) | 1 | Full Conversion | INR | [40 empty] | #VALUE! | #VALUE! | #VALUE! | 1.01 | Supplying, Conveying and fixing spls. Including eart | item1 | 123.223 | Nos
60.5 | 8 Module | item187 | 15 | Nos. | 285.84 |  |  | Excess(+) | 1 | Full Conversion | INR | [40 empty] | #VALUE! | #VALUE! | #VALUE! | 1.02 | Construction of chamber for 100mm sluice plates | item2 | 213 | Nos
60.6 | 12 Module | item188 | 5 | Nos. | 646.21 |  |  | Excess(+) | 1 | Full Conversion | INR | [40 empty] | #VALUE! | #VALUE! | #VALUE! | 2 | Construction of chamber for 100mm sluices valve | item3 | 10 | Nos
61 | Providing connection for motor/ panel starter/ transformer upto 1 Kva / steblizer. | item189 | 5 | Nos. | 154.32 |  |  | Excess(+) | 1 | Full Conversion | INR | [40 empty] | #VALUE! | #VALUE! | #VALUE! | 3 | Supplying, Conveying and fixing spls. Including ea | item4 | 10 | Nos
62 | Supply fixing connecting & commissioning of 5 Amp. 3 pin Plug top ISI mark as reqd. | item190 | 10 | Nos. | 90.31 |  |  | Excess(+) | 1 | Full Conversion | INR | [40 empty] | #VALUE! | #VALUE! | #VALUE! | 1.01 | Supplying, Conveying and fixing spls. Including eart | item1 | 123.223 | Nos
63 | Supply fixing connecting & commissioning of 15 Amp. 3 pin Plug top ISI mark as reqd. | item191 | 10 | Nos. | 109.6 |  |  | Excess(+) | 1 | Full Conversion | INR | [40 empty] | #VALUE! | #VALUE! | #VALUE! | 1.02 | Construction of chamber for 100mm sluice plates | item2 | 213 | Nos
64 | Supply and Fixing, 20 Amp. Plug top for 2P+E industrial socket and top assembly as required complete. | item192 | 5 | Nos. | 177.99 |  |  | Excess(+) | 1 | Full Conversion | INR | [40 empty] | #VALUE! | #VALUE! | #VALUE! | 2 | Construction of chamber for 100mm sluices valve | item3 | 10 | Nos
65 | Supply and Fixing, 20 Amp. socket for 2P+E industrial socket and top assembly as required complete. | item193 | 5 | Nos. | 193.77 |  |  | Excess(+) | 1 | Full Conversion | INR | [40 empty] | #VALUE! | #VALUE! | #VALUE! | 3 | Supplying, Conveying and fixing spls. Including ea | item4 | 10 | Nos
66 | Fixing of RJ-45 modular box with cover plate or I/o box for internet on surface/ recessed cutting the wall making good the same as required. ( box and cover plate will be supplied by dept.) | item194 | 20 | Nos. | 67.51 |  |  | Excess(+) | 1 | Full Conversion | INR | [40 empty] | #VALUE! | #VALUE! | #VALUE! | 1.01 | Supplying, Conveying and fixing spls. Including eart | item1 | 123.223 | Nos
67 | Laying UTP cable enhanced cat 5/cat 6 cable in existing steel conduit pipe/GI pipe/ raceway / RCC pipe as reqd. the cost shall also include numbering of networking wire from room to rack as reqd. (wire will be supplied by dept) | item195 | 2080 | Meter | 16.66 |  |  | Excess(+) | 1 | Full Conversion | INR | [40 empty] | #VALUE! | #VALUE! | #VALUE! | 1.02 | Construction of chamber for 100mm sluice plates | item2 | 213 | Nos
68 | Installation of exhaust fan upto 450 mm sweep in the existing opening, including making the hole to suit the size of the above fan, making good the damage, connection, testing, commissioning etc as required. | item196 | 5 | Nos. | 318.28 |  |  | Excess(+) | 1 | Full Conversion | INR | [40 empty] | #VALUE! | #VALUE! | #VALUE! | 2 | Construction of chamber for 100mm sluices valve | item3 | 10 | Nos
69 | S & F fan hook I/c cutting the slab and fixing with the reinforcement and making damage, painting etc as the same | item197 | 5 | Nos. | 253.4 |  |  | Excess(+) | 1 | Full Conversion | INR | [40 empty] | #VALUE! | #VALUE! | #VALUE! | 3 | Supplying, Conveying and fixing spls. Including ea | item4 | 10 | Nos
70 | Supply Installation, testing and commissioning of following size ceiling fan , including wiring the down rods of standard length (upto 30 cm) with 1.5 sq. mm FR PVC insulated, copper conductor, single core cable etc. as required. | item198 | [52 empty] | 4 | Construction of chamber for 100mm sluice plates | item5 | 10 | Nos
70.1 | 1200 mm | item199 | 5 | Nos. | 2566.42 |  |  | Excess(+) | 1 | Full Conversion | INR | [40 empty] | #VALUE! | #VALUE! | #VALUE! | 1.02 | Construction of chamber for 100mm sluice plates | item2 | 213 | Nos
70.2 | 1400 mm | item200 | 5 | Nos. | 2742.66 |  |  | Excess(+) | 1 | Full Conversion | INR | [40 empty] | #VALUE! | #VALUE! | #VALUE! | 2 | Construction of chamber for 100mm sluices valve | item3 | 10 | Nos
71 | Supply, Installation testing and commissioning of following seep, copper wound, 900 RPM, 220 volt AC, 50 Hz exhaust fan in the existing opening etc as required complete. | item201 | [52 empty] | 3 | Supplying, Conveying and fixing spls. Including ea | item4 | 10 | Nos
71.1 | 300 mm / 12" sweep | item202 | 5 | Nos. | 3116.18 |  |  | Excess(+) | 1 | Full Conversion | INR | [40 empty] | #VALUE! | #VALUE! | #VALUE! | 1.01 | Supplying, Conveying and fixing spls. Including eart | item1 | 123.223 | Nos
71.2 | 375 mm / 15" sweep | item203 | 5 | Nos. | 3608.94 |  |  | Excess(+) | 1 | Full Conversion | INR | [40 empty] | #VALUE! | #VALUE! | #VALUE! | 1.02 | Construction of chamber for 100mm sluice plates | item2 | 213 | Nos
71.3 | 450 mm / 18" sweep | item204 | 5 | Nos. | 4565.54 |  |  | Excess(+) | 1 | Full Conversion | INR | [40 empty] | #VALUE! | #VALUE! | #VALUE! | 2 | Construction of chamber for 100mm sluices valve | item3 | 10 | Nos
71.4 | 600 mm / 24" sweep | item205 | 5 | Nos. | 8863.66 |  |  | Excess(+) | 1 | Full Conversion | INR | [40 empty] | #VALUE! | #VALUE! | #VALUE! | 3 | Supplying, Conveying and fixing spls. Including ea | item4 | 10 | Nos
72 | Supplying and fixing exhaust fan shutter for following sizes exhaust fan on rag bolts as reqd complete. | item206 | [52 empty] | 1.01 | Supplying, Conveying and fixing spls. Including eart | item1 | 123.223 | Nos
72.1 | for 300 mm / 12" sweep | item207 | 5 | Nos. | 719.86 |  |  | Excess(+) | 1 | Full Conversion | INR | [40 empty] | #VALUE! | #VALUE! | #VALUE! | 1.02 | Construction of chamber for 100mm sluice plates | item2 | 213 | Nos
72.2 | for 375 mm / 15" sweep | item208 | 5 | Nos. | 813.68 |  |  | Excess(+) | 1 | Full Conversion | INR | [40 empty] | #VALUE! | #VALUE! | #VALUE! | 2 | Construction of chamber for 100mm sluices valve | item3 | 10 | Nos
72.3 | for 450 mm / 18" sweep | item209 | 5 | Nos. | 907.5 |  |  | Excess(+) | 1 | Full Conversion | INR | [40 empty] | #VALUE! | #VALUE! | #VALUE! | 3 | Supplying, Conveying and fixing spls. Including ea | item4 | 10 | Nos
72.4 | for 600 mm / 24" sweep | item210 | 5 | Nos. | 1096.01 |  |  | Excess(+) | 1 | Full Conversion | INR | [40 empty] | #VALUE! | #VALUE! | #VALUE! | 1.01 | Supplying, Conveying and fixing spls. Including eart | item1 | 123.223 | Nos
73 | Supply and installation of 400mm sweep AC 230/250 volts, 50 Hz wall mounting revolving fan with brackets etc complete. | item211 | 5 | Nos. | 2562.03 |  |  | Excess(+) | 1 | Full Conversion | INR | [40 empty] | #VALUE! | #VALUE! | #VALUE! | 1.02 | Construction of chamber for 100mm sluice plates | item2 | 213 | Nos
74 | Supplying and fixing connecting and commissioning of AC 230/250 volts, 50 HZ, 250 mm sweep fresh air fan including providing nuts, bolts, mounting frame and other accessories etc. complete | item212 | 5 | Nos. | 1646.65 |  |  | Excess(+) | 1 | Full Conversion | INR | [40 empty] | #VALUE! | #VALUE! | #VALUE! | 2 | Construction of chamber for 100mm sluices valve | item3 | 10 | Nos
75 | Supply, Fixing, wall mounting aircirculator fan 450 mm Crompton make or equivallent make as reqd | item213 | 5 | Nos. | 5556.33 |  |  | Excess(+) | 1 | Full Conversion | INR | [40 empty] | #VALUE! | #VALUE! | #VALUE! | 3 | Supplying, Conveying and fixing spls. Including ea | item4 | 10 | Nos
76 | Supply, Fixing, wall mounting aircirculator fan 600 mm Crompton make or equivallent make as reqd | item214 | 5 | Nos. | 6690.05 |  |  | Excess(+) | 1 | Full Conversion | INR | [40 empty] | #VALUE! | #VALUE! | #VALUE! | 4 | Construction of chamber for 100mm sluice plates | item5 | 10 | Nos
77 | S&F, Copper tube / reducer/ lug terminals suitable for following size of conductor. | item215 | [52 empty] | 1.02 | Construction of chamber for 100mm sluice plates | item2 | 213 | Nos
77.1 | 6 /10/16 Sq.mm. | item216 | 20 | Nos. | 25.43 |  |  | Excess(+) | 1 | Full Conversion | INR | [40 empty] | #VALUE! | #VALUE! | #VALUE! | 2 | Construction of chamber for 100mm sluices valve | item3 | 10 | Nos
77.2 | 25/35/50 Sq.mm. | item217 | 15 | Nos. | 41.21 |  |  | Excess(+) | 1 | Full Conversion | INR | [40 empty] | #VALUE! | #VALUE! | #VALUE! | 3 | Supplying, Conveying and fixing spls. Including ea | item4 | 10 | Nos
78 | Supplying and laying of one no. 2 x 6.0 sqmm PVC insulated, XLPE steel armoured aluminium conductor power cable of grade 1.1 kV as required complete in following manners. | item218 | [52 empty] | 1.01 | Supplying, Conveying and fixing spls. Including eart | item1 | 123.223 | Nos
78.1 | in ground I/c excavation, sand caushioning, protective covering and refixing the trench etc as reqd | item219 | 5 | Meter | 376.15 |  |  | Excess(+) | 1 | Full Conversion | INR | [40 empty] | #VALUE! | #VALUE! | #VALUE! | 1.02 | Construction of chamber for 100mm sluice plates | item2 | 213 | Nos
78.2 | On Surface | item220 | 5 | Meter | 105.22 |  |  | Excess(+) | 1 | Full Conversion | INR | [40 empty] | #VALUE! | #VALUE! | #VALUE! | 2 | Construction of chamber for 100mm sluices valve | item3 | 10 | Nos
78.3 | In Pipe | item221 | 5 | Meter | 98.2 |  |  | Excess(+) | 1 | Full Conversion | INR | [40 empty] | #VALUE! | #VALUE! | #VALUE! | 3 | Supplying, Conveying and fixing spls. Including ea | item4 | 10 | Nos
78.4 | in open duct | item222 | 5 | Meter | 91.19 |  |  | Excess(+) | 1 | Full Conversion | INR | [40 empty] | #VALUE! | #VALUE! | #VALUE! | 1.01 | Supplying, Conveying and fixing spls. Including eart | item1 | 123.223 | Nos
79 | Supplying and laying of one no. 4 x 16.0 sqmm PVC insulated, XLPE steel armoured aluminium conductor power cable of grade 1.1 kV as required complete in following manners. | item223 | [52 empty] | 1.02 | Construction of chamber for 100mm sluice plates | item2 | 213 | Nos
79.1 | in ground I/c excavation, sand caushioning, protective covering and refixing the trench etc as reqd | item224 | 10 | Meter | 434.9 |  |  | Excess(+) | 1 | Full Conversion | INR | [40 empty] | #VALUE! | #VALUE! | #VALUE! | 2 | Construction of chamber for 100mm sluices valve | item3 | 10 | Nos
79.2 | On Surface | item225 | 10 | Meter | 163.96 |  |  | Excess(+) | 1 | Full Conversion | INR | [40 empty] | #VALUE! | #VALUE! | #VALUE! | 3 | Supplying, Conveying and fixing spls. Including ea | item4 | 10 | Nos
79.3 | In Pipe | item226 | 5 | Meter | 156.95 |  |  | Excess(+) | 1 | Full Conversion | INR | [40 empty] | #VALUE! | #VALUE! | #VALUE! | 1.01 | Supplying, Conveying and fixing spls. Including eart | item1 | 123.223 | Nos
79.4 | in open duct | item227 | 5 | Meter | 149.93 |  |  | Excess(+) | 1 | Full Conversion | INR | [40 empty] | #VALUE! | #VALUE! | #VALUE! | 1.02 | Construction of chamber for 100mm sluice plates | item2 | 213 | Nos
80 | Supplying and laying of one no. 3.5 x 25.0 sqmm PVC insulated, XLPE steel armoured aluminium conductor power cable of grade 1.1 kV as required complete in following manners. | item228 | [52 empty] | 2 | Construction of chamber for 100mm sluices valve | item3 | 10 | Nos
80.1 | in ground I/c excavation, sand caushioning, protective covering and refixing the trench etc as reqd | item229 | 5 | Meter | 461.2 |  |  | Excess(+) | 1 | Full Conversion | INR | [40 empty] | #VALUE! | #VALUE! | #VALUE! | 2 | Construction of chamber for 100mm sluices valve | item3 | 10 | Nos
80.2 | On Surface | item230 | 5 | Meter | 190.27 |  |  | Excess(+) | 1 | Full Conversion | INR | [40 empty] | #VALUE! | #VALUE! | #VALUE! | 3 | Supplying, Conveying and fixing spls. Including ea | item4 | 10 | Nos
80.3 | In Pipe | item231 | 5 | Meter | 183.25 |  |  | Excess(+) | 1 | Full Conversion | INR | [40 empty] | #VALUE! | #VALUE! | #VALUE! | 1.01 | Supplying, Conveying and fixing spls. Including eart | item1 | 123.223 | Nos
80.4 | in open duct | item232 | 5 | Meter | 176.24 |  |  | Excess(+) | 1 | Full Conversion | INR | [40 empty] | #VALUE! | #VALUE! | #VALUE! | 1.02 | Construction of chamber for 100mm sluice plates | item2 | 213 | Nos
81 | Supplying and laying of one no. 3.5 x 35.0 sqmm PVC insulated, XLPE steel armoured aluminium conductor power cable of grade 1.1 kV as required complete in following manners. | item233 | [52 empty] | 2 | Construction of chamber for 100mm sluices valve | item3 | 10 | Nos
81.1 | in ground I/c excavation, sand caushioning, protective covering and refixing the trench etc as reqd | item234 | 5 | Meter | 498.9 |  |  | Excess(+) | 1 | Full Conversion | INR | [40 empty] | #VALUE! | #VALUE! | #VALUE! | 3 | Supplying, Conveying and fixing spls. Including ea | item4 | 10 | Nos
81.2 | On Surface | item235 | 5 | Meter | 227.97 |  |  | Excess(+) | 1 | Full Conversion | INR | [40 empty] | #VALUE! | #VALUE! | #VALUE! | 1.01 | Supplying, Conveying and fixing spls. Including eart | item1 | 123.223 | Nos
81.3 | In Pipe | item236 | 5 | Meter | 220.96 |  |  | Excess(+) | 1 | Full Conversion | INR | [40 empty] | #VALUE! | #VALUE! | #VALUE! | 1.02 | Construction of chamber for 100mm sluice plates | item2 | 213 | Nos
81.4 | in open duct | item237 | 5 | Meter | 213.94 |  |  | Excess(+) | 1 | Full Conversion | INR | [40 empty] | #VALUE! | #VALUE! | #VALUE! | 2 | Construction of chamber for 100mm sluices valve | item3 | 10 | Nos
82 | Supplying and laying of one no. 3.5 x 50.0 sqmm PVC insulated, XLPE steel armoured aluminium conductor power cable of grade 1.1 kV as required complete in following manners. | item238 | [52 empty] | 3 | Supplying, Conveying and fixing spls. Including ea | item4 | 10 | Nos
82.1 | In ground I/c excavation, sand caushioning, protective covering and refixing the trench etc as reqd | item239 | 5 | Meter | 570.8 |  |  | Excess(+) | 1 | Full Conversion | INR | [40 empty] | #VALUE! | #VALUE! | #VALUE! | 1.01 | Supplying, Conveying and fixing spls. Including eart | item1 | 123.223 | Nos
82.2 | On Surface | item240 | 5 | Meter | 346.34 |  |  | Excess(+) | 1 | Full Conversion | INR | [40 empty] | #VALUE! | #VALUE! | #VALUE! | 1.02 | Construction of chamber for 100mm sluice plates | item2 | 213 | Nos
82.3 | In Pipe | item241 | 5 | Meter | 296.36 |  |  | Excess(+) | 1 | Full Conversion | INR | [40 empty] | #VALUE! | #VALUE! | #VALUE! | 2 | Construction of chamber for 100mm sluices valve | item3 | 10 | Nos
82.4 | in open duct | item242 | 5 | Meter | 286.72 |  |  | Excess(+) | 1 | Full Conversion | INR | [40 empty] | #VALUE! | #VALUE! | #VALUE! | 3 | Supplying, Conveying and fixing spls. Including ea | item4 | 10 | Nos
83 | Lifting removing cable of following size from trench/clamps, making roll & depositing the same in store I/c cartage. | item243 | [52 empty] | 4 | Construction of chamber for 100mm sluice plates | item5 | 10 | Nos
83.1 | Up to 35 Sq.mm. | item244 | 5 | Meter | 38.58 |  |  | Excess(+) | 1 | Full Conversion | INR | [40 empty] | #VALUE! | #VALUE! | #VALUE! | 1.02 | Construction of chamber for 100mm sluice plates | item2 | 213 | Nos
83.2 | above 35 upto 95 Sq.mm. | item245 | 5 | Meter | 52.61 |  |  | Excess(+) | 1 | Full Conversion | INR | [40 empty] | #VALUE! | #VALUE! | #VALUE! | 2 | Construction of chamber for 100mm sluices valve | item3 | 10 | Nos
84 | Laying of one no. PVC insulated, PVC sheathed/XLPE power cable of 1.1kV grade of size Upto 35 sq. mm | item246 | [52 empty] | 3 | Supplying, Conveying and fixing spls. Including ea | item4 | 10 | Nos
84.1 | in ground I/c excavation, sand caushioning, protective covering and refixing the trench etc as reqd | item247 | 5 | Metre | 283.21 |  |  | Excess(+) | 1 | Full Conversion | INR | [40 empty] | #VALUE! | #VALUE! | #VALUE! | 1.01 | Supplying, Conveying and fixing spls. Including eart | item1 | 123.223 | Nos
84.2 | On Surface | item248 | 5 | Metre | 34.2 |  |  | Excess(+) | 1 | Full Conversion | INR | [40 empty] | #VALUE! | #VALUE! | #VALUE! | 1.02 | Construction of chamber for 100mm sluice plates | item2 | 213 | Nos
84.3 | In Pipe | item249 | 5 | Metre | 27.18 |  |  | Excess(+) | 1 | Full Conversion | INR | [40 empty] | #VALUE! | #VALUE! | #VALUE! | 2 | Construction of chamber for 100mm sluices valve | item3 | 10 | Nos
84.4 | in open duct | item250 | 5 | Metre | 20.17 |  |  | Excess(+) | 1 | Full Conversion | INR | [40 empty] | #VALUE! | #VALUE! | #VALUE! | 3 | Supplying, Conveying and fixing spls. Including ea | item4 | 10 | Nos
85 | Laying of one no. PVC insulated, PVC sheathed/XLPE power cable of 1.1kV grade of size Above 35 sq. mm and upto 95 sq. mm. | item251 | [52 empty] | 1.01 | Supplying, Conveying and fixing spls. Including eart | item1 | 123.223 | Nos
85.1 | in ground I/c excavation, sand caushioning, protective covering and refixing the trench etc as reqd | item252 | 5 | Metre | 296.36 |  |  | Excess(+) | 1 | Full Conversion | INR | [40 empty] | #VALUE! | #VALUE! | #VALUE! | 1.02 | Construction of chamber for 100mm sluice plates | item2 | 213 | Nos
85.2 | On Surface | item253 | 5 | Metre | 91.19 |  |  | Excess(+) | 1 | Full Conversion | INR | [40 empty] | #VALUE! | #VALUE! | #VALUE! | 2 | Construction of chamber for 100mm sluices valve | item3 | 10 | Nos
85.3 | In Pipe | item254 | 5 | Metre | 41.21 |  |  | Excess(+) | 1 | Full Conversion | INR | [40 empty] | #VALUE! | #VALUE! | #VALUE! | 3 | Supplying, Conveying and fixing spls. Including ea | item4 | 10 | Nos
85.4 | in open duct | item255 | 5 | Metre | 33.32 |  |  | Excess(+) | 1 | Full Conversion | INR | [40 empty] | #VALUE! | #VALUE! | #VALUE! | 1.01 | Supplying, Conveying and fixing spls. Including eart | item1 | 123.223 | Nos
86 | Laying of one no. PVC insulated, PVC sheathed/XLPE power cable of 1.1kV grade of size Above Above 95 sq. mm and upto 185 sq. mm | item256 | [52 empty] | 1.02 | Construction of chamber for 100mm sluice plates | item2 | 213 | Nos
86.1 | in ground I/c excavation, sand caushioning, protective covering and refixing the trench etc as reqd | item257 | 5 | Metre | 308.64 |  |  | Excess(+) | 1 | Full Conversion | INR | [40 empty] | #VALUE! | #VALUE! | #VALUE! | 2 | Construction of chamber for 100mm sluices valve | item3 | 10 | Nos
86.2 | On Surface | item258 | 5 | Metre | 106.97 |  |  | Excess(+) | 1 | Full Conversion | INR | [40 empty] | #VALUE! | #VALUE! | #VALUE! | 3 | Supplying, Conveying and fixing spls. Including ea | item4 | 10 | Nos
86.3 | In Pipe | item259 | 5 | Metre | 56.12 |  |  | Excess(+) | 1 | Full Conversion | INR | [40 empty] | #VALUE! | #VALUE! | #VALUE! | 4 | Construction of chamber for 100mm sluice plates | item5 | 10 | Nos
86.4 | in open duct | item260 | 5 | Metre | 45.59 |  |  | Excess(+) | 1 | Full Conversion | INR | [40 empty] | #VALUE! | #VALUE! | #VALUE! | 1.02 | Construction of chamber for 100mm sluice plates | item2 | 213 | Nos
87 | Supplying and making end termination with brass compression gland and aluminium lugs for following size of PVC insulated and PVC sheathed / XLPE aluminium conductor cable of 1.1 KV grade as required. | item261 | [52 empty] | 2 | Construction of chamber for 100mm sluices valve | item3 | 10 | Nos
87.1 | 2 X 6 sq. mm (19mm) | item262 | 5 | Nos. | 173.61 |  |  | Excess(+) | 1 | Full Conversion | INR | [40 empty] | #VALUE! | #VALUE! | #VALUE! | 3 | Supplying, Conveying and fixing spls. Including ea | item4 | 10 | Nos
87.2 | 2 X10 sq. mm (19mm) | item263 | 5 | Nos. | 173.61 |  |  | Excess(+) | 1 | Full Conversion | INR | [40 empty] | #VALUE! | #VALUE! | #VALUE! | 1.01 | Supplying, Conveying and fixing spls. Including eart | item1 | 123.223 | Nos
87.3 | 2 X16 sq. mm (22mm) | item264 | 5 | Nos. | 185.88 |  |  | Excess(+) | 1 | Full Conversion | INR | [40 empty] | #VALUE! | #VALUE! | #VALUE! | 1.02 | Construction of chamber for 100mm sluice plates | item2 | 213 | Nos
87.4 | 4 X 16 sq. mm (28mm) | item265 | 5 | Nos. | 219.2 |  |  | Excess(+) | 1 | Full Conversion | INR | [40 empty] | #VALUE! | #VALUE! | #VALUE! | 2 | Construction of chamber for 100mm sluices valve | item3 | 10 | Nos
87.5 | 3½ X 25 sq. mm (28mm) | item266 | 5 | Nos. | 219.2 |  |  | Excess(+) | 1 | Full Conversion | INR | [40 empty] | #VALUE! | #VALUE! | #VALUE! | 3 | Supplying, Conveying and fixing spls. Including ea | item4 | 10 | Nos
87.6 | 3½ X 35 sq. mm (32mm) | item267 | 5 | Nos. | 263.04 |  |  | Excess(+) | 1 | Full Conversion | INR | [40 empty] | #VALUE! | #VALUE! | #VALUE! | 1.01 | Supplying, Conveying and fixing spls. Including eart | item1 | 123.223 | Nos
87.7 | 3½ X 50 sq. mm (35mm) | item268 | 5 | Nos. | 288.47 |  |  | Excess(+) | 1 | Full Conversion | INR | [40 empty] | #VALUE! | #VALUE! | #VALUE! | 1.02 | Construction of chamber for 100mm sluice plates | item2 | 213 | Nos
88 | Supplying and making straight through joint with cast resin compound and aluminium lugs for following size of PVC insulated & PVC sheathed/XLPE aluminium cable of 1.1kV grade as reqd. | item269 | [52 empty] | 2 | Construction of chamber for 100mm sluices valve | item3 | 10 | Nos
88.1 | 2x16 / 2x10 sqmm | item270 | 5 | Nos. | 2273.56 |  |  | Excess(+) | 1 | Full Conversion | INR | [40 empty] | #VALUE! | #VALUE! | #VALUE! | 3 | Supplying, Conveying and fixing spls. Including ea | item4 | 10 | Nos
88.2 | 4x16 sqmm | item271 | 5 | Nos. | 2273.56 |  |  | Excess(+) | 1 | Full Conversion | INR | [40 empty] | #VALUE! | #VALUE! | #VALUE! | 1.01 | Supplying, Conveying and fixing spls. Including eart | item1 | 123.223 | Nos
88.3 | 3-1/2x25 sqmm | item272 | 5 | Nos. | 2595.35 |  |  | Excess(+) | 1 | Full Conversion | INR | [40 empty] | #VALUE! | #VALUE! | #VALUE! | 1.02 | Construction of chamber for 100mm sluice plates | item2 | 213 | Nos
88.4 | 3-1/2x35 sqmm | item273 | 5 | Nos. | 2595.35 |  |  | Excess(+) | 1 | Full Conversion | INR | [40 empty] | #VALUE! | #VALUE! | #VALUE! | 2 | Construction of chamber for 100mm sluices valve | item3 | 10 | Nos
88.5 | 3-1/2x 50 sqmm | item274 | 5 | Nos. | 3035.51 |  |  | Excess(+) | 1 | Full Conversion | INR | [40 empty] | #VALUE! | #VALUE! | #VALUE! | 2 | Construction of chamber for 100mm sluices valve | item3 | 10 | Nos
89 | Dismantling & refixing brass compression type cable gland upto size 400 sq.mm. cable. | item275 | 5 | Nos. | 203.42 |  |  | Excess(+) | 1 | Full Conversion | INR | [40 empty] | #VALUE! | #VALUE! | #VALUE! | 3 | Supplying, Conveying and fixing spls. Including ea | item4 | 10 | Nos
90 | Dismantling the old conduit pipe/wood batten of all sizes from surface/recessed including wires & making good the damages I/c filling the holes of the surface etc as reqd.and depositing it in sectional store. | item276 | 20 | Meter | 26.3 |  |  | Excess(+) | 1 | Full Conversion | INR | [40 empty] | #VALUE! | #VALUE! | #VALUE! | 1.01 | Supplying, Conveying and fixing spls. Including eart | item1 | 123.223 | Nos
91 | Dismantling concealed & damaged DB/TPN Switches/starter/ loose wire boxes along with all accessories and depositing the same in the sectional store repairing the damages as reqd complete. | item277 | 5 | Nos. | 203.42 |  |  | Excess(+) | 1 | Full Conversion | INR | [40 empty] | #VALUE! | #VALUE! | #VALUE! | 1.02 | Construction of chamber for 100mm sluice plates | item2 | 213 | Nos
92 | Dismantling and refixing of M.S./PVC box of up to 250 x 300 x100 on surface recessed as required. including painting with enamel paint as reqd | item278 | 5 | Nos. | 285.84 |  |  | Excess(+) | 1 | Full Conversion | INR | [40 empty] | #VALUE! | #VALUE! | #VALUE! | 2 | Construction of chamber for 100mm sluices valve | item3 | 10 | Nos
93 | Fixing of Network rack on steel fashtner including cartage from store to site as reqd complete. | item279 | 5 | Nos. | 213.06 |  |  | Excess(+) | 1 | Full Conversion | INR | [40 empty] | #VALUE! | #VALUE! | #VALUE! | 3 | Supplying, Conveying and fixing spls. Including ea | item4 | 10 | Nos
94 | Installation, testing and commissioning of ceiling fan, including wiring the down rods of standard length (upto 30 cm) with 1.5 sq. mm FRLS PVC insulated, copper conductor, single core cable, including providing and fixing phenolic laminated sheet cover on the fan box etc. as required. | item280 | 5 | Nos. | 177.99 |  |  | Excess(+) | 1 | Full Conversion | INR | [40 empty] | #VALUE! | #VALUE! | #VALUE! | 1.01 | Supplying, Conveying and fixing spls. Including eart | item1 | 123.223 | Nos
95 | Dismantling, disconnecting old damaged unserviceable fl fitting/ exhaust fan/ ceiling fan/ bulkhead fitting with bracket etc. as reqd. and depositing in sectional store. | item281 | 20 | Nos. | 81.54 |  |  | Excess(+) | 1 | Full Conversion | INR | [40 empty] | #VALUE! | #VALUE! | #VALUE! | 1.02 | Construction of chamber for 100mm sluice plates | item2 | 213 | Nos
96 | Fixing 20/25/32 mm conduit pipe/ DLP on surface with clamp/in recessed only conduit pipe supplied by department.(Free of cost) | item282 | 5 | Meter | 86.8 |  |  | Excess(+) | 1 | Full Conversion | INR | [40 empty] | #VALUE! | #VALUE! | #VALUE! | 2 | Construction of chamber for 100mm sluices valve | item3 | 10 | Nos
97 | Supplying and fixing following rating MCB type changeover switch suitable for inductive load of following poles in the existing MCB DB/enclosure complete with connections, testing and commissioning etc as reqd. | item283 | [52 empty] | 3 | Supplying, Conveying and fixing spls. Including ea | item4 | 10 | Nos
97.1 | 25 Amp, Double pole | item284 | 5 | Nos. | 1346.78 |  |  | Excess(+) | 1 | Full Conversion | INR | [40 empty] | #VALUE! | #VALUE! | #VALUE! | 1.01 | Supplying, Conveying and fixing spls. Including eart | item1 | 123.223 | Nos
97.2 | 63 Amp, double pole | item285 | 5 | Nos. | 2208.68 |  |  | Excess(+) | 1 | Full Conversion | INR | [40 empty] | #VALUE! | #VALUE! | #VALUE! | 1.02 | Construction of chamber for 100mm sluice plates | item2 | 213 | Nos
97.3 | 63 Amp, Four pole | item286 | 5 | Nos. | 3786.06 |  |  | Excess(+) | 1 | Full Conversion | INR | [40 empty] | #VALUE! | #VALUE! | #VALUE! | 2 | Construction of chamber for 100mm sluices valve | item3 | 10 | Nos
98 | S & F, connecting and commissioning 4 pole Front handle operated in sheet steel enclosure On Load changeoverswitch of following capacity etc. as reqd. | item287 | [52 empty] | 3 | Supplying, Conveying and fixing spls. Including ea | item4 | 10 | Nos
98.1 | 125 Amp | item288 | 5 | Nos. | 11744.85 |  |  | Excess(+) | 1 | Full Conversion | INR | [40 empty] | #VALUE! | #VALUE! | #VALUE! | 4 | Construction of chamber for 100mm sluice plates | item5 | 10 | Nos
98.2 | 160 Amp | item289 | 5 | Nos. | 12455.94 |  |  | Excess(+) | 1 | Full Conversion | INR | [40 empty] | #VALUE! | #VALUE! | #VALUE! | 1.02 | Construction of chamber for 100mm sluice plates | item2 | 213 | Nos
98.3 | 200 Amp | item290 | 5 | Nos. | 14231.48 |  |  | Excess(+) | 1 | Full Conversion | INR | [40 empty] | #VALUE! | #VALUE! | #VALUE! | 2 | Construction of chamber for 100mm sluices valve | item3 | 10 | Nos
98.4 | 250 Amp | item291 | 5 | Nos. | 29370.45 |  |  | Excess(+) | 1 | Full Conversion | INR | [40 empty] | #VALUE! | #VALUE! | #VALUE! | 3 | Supplying, Conveying and fixing spls. Including ea | item4 | 10 | Nos
99 | Fixing 100 A to 630 A TPN switch / MCCB /Changeover switch on existing frame / board i/c providing nut and bolts with washer etc. as reqd. | item292 | 5 | Nos. | 325.3 |  |  | Excess(+) | 1 | Full Conversion | INR | [40 empty] | #VALUE! | #VALUE! | #VALUE! | 1.01 | Supplying, Conveying and fixing spls. Including eart | item1 | 123.223 | Nos
100 | S & F bakelite sheet 6 mm thick complete with required nuts & bolts as reqd. | item293 | 40 | Sq.cm. | 0.71 |  |  | Excess(+) | 1 | Full Conversion | INR | [40 empty] | #VALUE! | #VALUE! | #VALUE! | 1.02 | Construction of chamber for 100mm sluice plates | item2 | 213 | Nos
101 | Supplying & fixing 3mm (1/8") thick phenolic laminated sheet on existing board with screw & washer etc. as required. | item294 | 40 | Sq.cm. | 0.55 |  |  | Excess(+) | 1 | Full Conversion | INR | [40 empty] | #VALUE! | #VALUE! | #VALUE! | 2 | Construction of chamber for 100mm sluices valve | item3 | 10 | Nos
102 | Locating fault in the cable lines with meggar etc and rectifying removing & restoring the same and making good the damages etc as required. | item295 | 5 | Nos. | 442.79 |  |  | Excess(+) | 1 | Full Conversion | INR | [40 empty] | #VALUE! | #VALUE! | #VALUE! | 3 | Supplying, Conveying and fixing spls. Including ea | item4 | 10 | Nos
103 | Locating fault in wiring rectifying removing & restoring supply the same & making good the damages etc as reqd. | item296 | 10 | Nos. | 309.51 |  |  | Excess(+) | 1 | Full Conversion | INR | [40 empty] | #VALUE! | #VALUE! | #VALUE! | 1.01 | Supplying, Conveying and fixing spls. Including eart | item1 | 123.223 | Nos
104 | Digging cable trench, lifting brick & cable for locating fault and relaying the cable i/c refilling the trench, extra sand if required shall be i/c in the item of upto size 35 Sqmm. as required. | item297 | 10 | Mtr. | 155.2 |  |  | Excess(+) | 1 | Full Conversion | INR | [40 empty] | #VALUE! | #VALUE! | #VALUE! | 1.02 | Construction of chamber for 100mm sluice plates | item2 | 213 | Nos
105 | Supplying,installation,testing and commissioning of Astronomical time switch capable of following output in feeder pillars / Lighting DBs for automatic switching On & OFF of street lights at sun set & sun rise or twilight(Auto ON, Auto OFF, Auto) with manual override facility with 12/24 hour display format with suitable battery and indication for relay status i/c programming at site complete as required. 1 output per phase and suitable for single phase supply. | item298 | 5 | Nos. | 3206.49 |  |  | Excess(+) | 1 | Full Conversion | INR | [40 empty] | #VALUE! | #VALUE! | #VALUE! | 2 | Construction of chamber for 100mm sluices valve | item3 | 10 | Nos
106 | P&F, connecting and commissioning of surface mounted timer switch for 24 hrs. setting & fixing in the existing enclosure complete with connections, testing and commissioning etc as reqd. | item299 | 5 | Nos. | 4947.83 |  |  | Excess(+) | 1 | Full Conversion | INR | [40 empty] | #VALUE! | #VALUE! | #VALUE! | 3 | Supplying, Conveying and fixing spls. Including ea | item4 | 10 | Nos
107 | Supplying & fixing Connecting , testing & commisning,direct online starter suitable for upto 10.0 HP 3 phas indution motor 415V, 50Hz make L & T type MN 16 DOL. | item300 | 5 | Nos. | 2563.79 |  |  | Excess(+) | 1 | Full Conversion | INR | [40 empty] | #VALUE! | #VALUE! | #VALUE! | 1.01 | Supplying, Conveying and fixing spls. Including eart | item1 | 123.223 | Nos
108 | Supplying, Installation, testing & commissioning, 4-zone microprocessor based automatic fire alarm control panel with power supply & battery charger having battery box etc as required. | item301 | 5 | Nos. | 15911.44 |  |  | Excess(+) | 1 | Full Conversion | INR | [40 empty] | #VALUE! | #VALUE! | #VALUE! | 1.02 | Construction of chamber for 100mm sluice plates | item2 | 213 | Nos
109 | Supplying, Installation, testing & commissioning, 8-zone microprocessor based automatic fire alarm control panel with power supply & battery charger having battery box etc as required. | item302 | 5 | Nos. | 27525.65 |  |  | Excess(+) | 1 | Full Conversion | INR | [40 empty] | #VALUE! | #VALUE! | #VALUE! | 2 | Construction of chamber for 100mm sluices valve | item3 | 10 | Nos
110 | Supplying, installation, testing & commissioning of smoke detector with builtin LED and mounting base complete with all connections etc. as required. | item303 | 5 | Nos. | 1000.44 |  |  | Excess(+) | 1 | Full Conversion | INR | [40 empty] | #VALUE! | #VALUE! | #VALUE! | 3 | Supplying, Conveying and fixing spls. Including ea | item4 | 10 | Nos
111 | Supplying, installation, testing & commissioning of manual call box of ABS type in surface/recess with stainless steel chain & hammer assembly complete with glass and push button etc. as required. | item304 | 5 | Nos. | 346.34 |  |  | Excess(+) | 1 | Full Conversion | INR | [40 empty] | #VALUE! | #VALUE! | #VALUE! | 4 | Construction of chamber for 100mm sluice plates | item5 | 10 | Nos
112 | Supplying, installation, testing & commissioning fire alarm sounder with facility to make announcement, mounted in M.S. box (16 SWG) with hinged cover plate & suitable for operation with amplifier i/c line matching transformer etc. complete as required. | item305 | 5 | Nos. | 477.86 |  |  | Excess(+) | 1 | Full Conversion | INR | [40 empty] | #VALUE! | #VALUE! | #VALUE! | 1.02 | Construction of chamber for 100mm sluice plates | item2 | 213 | Nos
113 | Supplying, installation, testing & commissioning response indicator on surface/recess MS box having two LEDs metallic cover complete with all connections etc. as required. | item306 | 5 | Nos. | 161.33 |  |  | Excess(+) | 1 | Full Conversion | INR | [40 empty] | #VALUE! | #VALUE! | #VALUE! | 2 | Construction of chamber for 100mm sluices valve | item3 | 10 | Nos
114 | Supplying and fixing 32 amps, 230 volts, 2P+E industrial type, socket outlet, with 3 pin metal enclosed plug top along with 32 amps ' C ' series double pole MCB, in the sheet steel enclosure, on surface or in recess, with chained metal cover for the socket as required complete. | item307 | 5 | Nos. | 3502.85 |  |  | Excess(+) | 1 | Full Conversion | INR | [40 empty] | #VALUE! | #VALUE! | #VALUE! | 3 | Supplying, Conveying and fixing spls. Including ea | item4 | 10 | Nos
115 | Supplying and fixing 32 amps, 415 volts, 3P+N+E industrial type, socket outlet, with 5 pin metal enclosed plug top along with 32 amps ' C ' series four pole MCB, in the sheet steel enclosure, on surface or in recess, with chained metal cover for the socket as required complete. | item308 | 5 | Nos. | 6015.78 |  |  | Excess(+) | 1 | Full Conversion | INR | [40 empty] | #VALUE! | #VALUE! | #VALUE! | 1.01 | Supplying, Conveying and fixing spls. Including eart | item1 | 123.223 | Nos
116 | Supplying and fixing 63 amps, 415 volts, 3P+N+E industrial type, socket outlet, with 5 pin metal enclosed plug top along with 63 amps ' C ' series four pole MCB, in the sheet steel enclosure, on surface or in recess, with chained metal cover for the socket as required complete. | item309 | 5 | Nos. | 12881.19 |  |  | Excess(+) | 1 | Full Conversion | INR | [40 empty] | #VALUE! | #VALUE! | #VALUE! | 1.02 | Construction of chamber for 100mm sluice plates | item2 | 213 | Nos
117 | Rewinding of ceiling fans of following sizes i/c dismantling of rotor cutting the damaged winding and providing rewinding along with insulation paper, varnish, connecting copper leads of suitable quality including dismentling and refixing from normal/abnormal height and refixing as required. (Old burnt wire shall be reatin by the contractor.) | item310 | [52 empty] | 2 | Construction of chamber for 100mm sluices valve | item3 | 10 | Nos
117.1 | Old model 48"/new mode 56" | item311 | 10 | Nos. | 1035.51 |  |  | Excess(+) | 1 | Full Conversion | INR | [40 empty] | #VALUE! | #VALUE! | #VALUE! | 3 | Supplying, Conveying and fixing spls. Including ea | item4 | 10 | Nos
117.2 | New model 48" | item312 | 10 | Nos. | 986.41 |  |  | Excess(+) | 1 | Full Conversion | INR | [40 empty] | #VALUE! | #VALUE! | #VALUE! | 1.01 | Supplying, Conveying and fixing spls. Including eart | item1 | 123.223 | Nos
118 | Rewinding of exhaust fans of following sizes i/c dismantling cutting the damaged winding and providing rewinding along with insulation paper, varnish, connecting copper leads of suitable quality including dismantling and refixing from normal/abnorml height and refixing as required.( old burnt wire shall be retain by the contactor.) | item313 | [52 empty] | 1.02 | Construction of chamber for 100mm sluice plates | item2 | 213 | Nos
118.1 | exhaust fan12" | item314 | 5 | Nos. | 894.98 |  |  | Excess(+) | 1 | Full Conversion | INR | [40 empty] | #VALUE! | #VALUE! | #VALUE! | 2 | Construction of chamber for 100mm sluices valve | item3 | 10 | Nos
118.2 | exhaust fan15" | item315 | 5 | Nos. | 984.66 |  |  | Excess(+) | 1 | Full Conversion | INR | [40 empty] | #VALUE! | #VALUE! | #VALUE! | 3 | Supplying, Conveying and fixing spls. Including ea | item4 | 10 | Nos
118.3 | exhaust fan18" | item316 | 5 | Nos. | 1142.48 |  |  | Excess(+) | 1 | Full Conversion | INR | [40 empty] | #VALUE! | #VALUE! | #VALUE! | 1.01 | Supplying, Conveying and fixing spls. Including eart | item1 | 123.223 | Nos
119 | Overhauling of ceiling fan / exhaust fan of any size including bearings, checking, cleaning the all parts and supplying & replacement of rubber real, rubber rings, nut bolts, hanger clamps, bearing plates, cotter/ split pin, varnishing if reqd etc, reassembling testing, commissioning, dismantling & disconnecting and refixing as required complete. . | item317 | [52 empty] | 1.02 | Construction of chamber for 100mm sluice plates | item2 | 213 | Nos
119.1 | ceiling fan | item318 | 5 | Nos. | 345.46 |  |  | Excess(+) | 1 | Full Conversion | INR | [40 empty] | #VALUE! | #VALUE! | #VALUE! | 2 | Construction of chamber for 100mm sluices valve | item3 | 10 | Nos
119.2 | exhaust fan | item319 | 5 | Nos. | 508.55 |  |  | Excess(+) | 1 | Full Conversion | INR | [40 empty] | #VALUE! | #VALUE! | #VALUE! | 2 | Construction of chamber for 100mm sluices valve | item3 | 10 | Nos
120 | Supplying and fixing 2.5 mfd capacitor suitable for ceiling fan. | item320 | 5 | Nos. | 85.05 |  |  | Excess(+) | 1 | Full Conversion | INR | [40 empty] | #VALUE! | #VALUE! | #VALUE! | 3 | Supplying, Conveying and fixing spls. Including ea | item4 | 10 | Nos
121 | Supplying and fixing 4.0 mfd capacitor suitable for exhaust fan. | item321 | 5 | Nos. | 90.31 |  |  | Excess(+) | 1 | Full Conversion | INR | [40 empty] | #VALUE! | #VALUE! | #VALUE! | 1.01 | Supplying, Conveying and fixing spls. Including eart | item1 | 123.223 | Nos
122 | Supplying and fixing connecting and commissioning of 8.0 mfd capacitor as required complete. | item322 | 5 | Nos. | 102.59 |  |  | Excess(+) | 1 | Full Conversion | INR | [40 empty] | #VALUE! | #VALUE! | #VALUE! | 1.02 | Construction of chamber for 100mm sluice plates | item2 | 213 | Nos
123 | Repairing of housing of bearing side /bush side in fan body of ceiling fan /exhaust fan/ rally fan etc. | item323 | 5 | Nos. | 203.42 |  |  | Excess(+) | 1 | Full Conversion | INR | [40 empty] | #VALUE! | #VALUE! | #VALUE! | 2 | Construction of chamber for 100mm sluices valve | item3 | 10 | Nos
124 | Painting of ceiling fan in installed position with one or more coats of spray painting with synthetic enamel paint of approved brand and manufacture to give an even shade, including cleaning of surface with detergent etc. as required | item324 | 5 | Nos. | 118.4 |  |  | Excess(+) | 1 | Full Conversion | INR | [40 empty] | #VALUE! | #VALUE! | #VALUE! | 3 | Supplying, Conveying and fixing spls. Including ea | item4 | 10 | Nos
125 | Cartage of Ceiling fan and regulator / exhaust fan From store to site as reqd. | item325 | 5 | Nos. | 17.64 |  |  | Excess(+) | 1 | Full Conversion | INR | [40 empty] | #VALUE! | #VALUE! | #VALUE! | 1.01 | Supplying, Conveying and fixing spls. Including eart | item1 | 123.223 | Nos
126 | Cleaning of ceiling fan with detergent at site and replacement of damaged items i.e. rubber reel, cotter pin, capacitor clamp, nut and bolts of hanger clamps etc as required. | item326 | 5 | Nos. | 92.94 |  |  | Excess(+) | 1 | Full Conversion | INR | [40 empty] | #VALUE! | #VALUE! | #VALUE! | 1.02 | Construction of chamber for 100mm sluice plates | item2 | 213 | Nos
Total in Figures | [51 empty] | #VALUE! | #VALUE! | #VALUE! | 4 | Construction of chamber for 100mm sluice plates | item5 | 10 | Nos
Quoted Rate in Figures |  |  |  | Select | [47 empty] | 0 | 0 | #VALUE!
Quoted Rate in Words |  | #VALUE!
Note on K13: gepadmin: 1. If you choose "Full Conversion" then Column BA (AMOUNT) and Column BB (TAXES) BOTH values will be convert based on selected Currency in (Column L). 2. If you choose "Partial Conversion" then Column BA (AMOUNT) only will be converted based on selected currency (Column L) and Column BB (TAXES) value (INR) will be added to the converted values.
Note on K14: gepadmin: 1. If you choose "Full Conversion" then Column BA (AMOUNT) and Column BB (TAXES) BOTH values will be convert based on selected Currency in (Column L). 2. If you choose "Partial Conversion" then Column BA (AMOUNT) only will be converted based on selected currency (Column L) and Column BB (TAXES) value (INR) will be added to the converted values.
Note on K15: gepadmin: 1. If you choose "Full Conversion" then Column BA (AMOUNT) and Column BB (TAXES) BOTH values will be convert based on selected Currency in (Column L). 2. If you choose "Partial Conversion" then Column BA (AMOUNT) only will be converted based on selected currency (Column L) and Column BB (TAXES) value (INR) will be added to the converted values.
Note on K16: gepadmin: 1. If you choose "Full Conversion" then Column BA (AMOUNT) and Column BB (TAXES) BOTH values will be convert based on selected Currency in (Column L). 2. If you choose "Partial Conversion" then Column BA (AMOUNT) only will be converted based on selected currency (Column L) and Column BB (TAXES) value (INR) will be added to the converted values.
Note on K17: gepadmin: 1. If you choose "Full Conversion" then Column BA (AMOUNT) and Column BB (TAXES) BOTH values will be convert based on selected Currency in (Column L). 2. If you choose "Partial Conversion" then Column BA (AMOUNT) only will be converted based on selected currency (Column L) and Column BB (TAXES) value (INR) will be added to the converted values.
Note on K18: gepadmin: 1. If you choose "Full Conversion" then Column BA (AMOUNT) and Column BB (TAXES) BOTH values will be convert based on selected Currency in (Column L). 2. If you choose "Partial Conversion" then Column BA (AMOUNT) only will be converted based on selected currency (Column L) and Column BB (TAXES) value (INR) will be added to the converted values.
Note on K19: gepadmin: 1. If you choose "Full Conversion" then Column BA (AMOUNT) and Column BB (TAXES) BOTH values will be convert based on selected Currency in (Column L). 2. If you choose "Partial Conversion" then Column BA (AMOUNT) only will be converted based on selected currency (Column L) and Column BB (TAXES) value (INR) will be added to the converted values.
Note on K20: gepadmin: 1. If you choose "Full Conversion" then Column BA (AMOUNT) and Column BB (TAXES) BOTH values will be convert based on selected Currency in (Column L). 2. If you choose "Partial Conversion" then Column BA (AMOUNT) only will be converted based on selected currency (Column L) and Column BB (TAXES) value (INR) will be added to the converted values.
Note on K21: gepadmin: 1. If you choose "Full Conversion" then Column BA (AMOUNT) and Column BB (TAXES) BOTH values will be convert based on selected Currency in (Column L). 2. If you choose "Partial Conversion" then Column BA (AMOUNT) only will be converted based on selected currency (Column L) and Column BB (TAXES) value (INR) will be added to the converted values.
Note on K22: gepadmin: 1. If you choose "Full Conversion" then Column BA (AMOUNT) and Column BB (TAXES) BOTH values will be convert based on selected Currency in (Column L). 2. If you choose "Partial Conversion" then Column BA (AMOUNT) only will be converted based on selected currency (Column L) and Column BB (TAXES) value (INR) will be added to the converted values.
Note on K23: gepadmin: 1. If you choose "Full Conversion" then Column BA (AMOUNT) and Column BB (TAXES) BOTH values will be convert based on selected Currency in (Column L). 2. If you choose "Partial Conversion" then Column BA (AMOUNT) only will be converted based on selected currency (Column L) and Column BB (TAXES) value (INR) will be added to the converted values.
Note on K24: gepadmin: 1. If you choose "Full Conversion" then Column BA (AMOUNT) and Column BB (TAXES) BOTH values will be convert based on selected Currency in (Column L). 2. If you choose "Partial Conversion" then Column BA (AMOUNT) only will be converted based on selected currency (Column L) and Column BB (TAXES) value (INR) will be added to the converted values.
Note on K25: gepadmin: 1. If you choose "Full Conversion" then Column BA (AMOUNT) and Column BB (TAXES) BOTH values will be convert based on selected Currency in (Column L). 2. If you choose "Partial Conversion" then Column BA (AMOUNT) only will be converted based on selected currency (Column L) and Column BB (TAXES) value (INR) will be added to the converted values.
Note on K26: gepadmin: 1. If you choose "Full Conversion" then Column BA (AMOUNT) and Column BB (TAXES) BOTH values will be convert based on selected Currency in (Column L). 2. If you choose "Partial Conversion" then Column BA (AMOUNT) only will be converted based on selected currency (Column L) and Column BB (TAXES) value (INR) will be added to the converted values.
Note on K27: gepadmin: 1. If you choose "Full Conversion" then Column BA (AMOUNT) and Column BB (TAXES) BOTH values will be convert based on selected Currency in (Column L). 2. If you choose "Partial Conversion" then Column BA (AMOUNT) only will be converted based on selected currency (Column L) and Column BB (TAXES) value (INR) will be added to the converted values.
Note on K28: gepadmin: 1. If you choose "Full Conversion" then Column BA (AMOUNT) and Column BB (TAXES) BOTH values will be convert based on selected Currency in (Column L). 2. If you choose "Partial Conversion" then Column BA (AMOUNT) only will be converted based on selected currency (Column L) and Column BB (TAXES) value (INR) will be added to the converted values.
Note on K29: gepadmin: 1. If you choose "Full Conversion" then Column BA (AMOUNT) and Column BB (TAXES) BOTH values will be convert based on selected Currency in (Column L). 2. If you choose "Partial Conversion" then Column BA (AMOUNT) only will be converted based on selected currency (Column L) and Column BB (TAXES) value (INR) will be added to the converted values.
Note on K30: gepadmin: 1. If you choose "Full Conversion" then Column BA (AMOUNT) and Column BB (TAXES) BOTH values will be convert based on selected Currency in (Column L). 2. If you choose "Partial Conversion" then Column BA (AMOUNT) only will be converted based on selected currency (Column L) and Column BB (TAXES) value (INR) will be added to the converted values.
Note on K31: gepadmin: 1. If you choose "Full Conversion" then Column BA (AMOUNT) and Column BB (TAXES) BOTH values will be convert based on selected Currency in (Column L). 2. If you choose "Partial Conversion" then Column BA (AMOUNT) only will be converted based on selected currency (Column L) and Column BB (TAXES) value (INR) will be added to the converted values.
Note on K32: gepadmin: 1. If you choose "Full Conversion" then Column BA (AMOUNT) and Column BB (TAXES) BOTH values will be convert based on selected Currency in (Column L). 2. If you choose "Partial Conversion" then Column BA (AMOUNT) only will be converted based on selected currency (Column L) and Column BB (TAXES) value (INR) will be added to the converted values.
Note on K33: gepadmin: 1. If you choose "Full Conversion" then Column BA (AMOUNT) and Column BB (TAXES) BOTH values will be convert based on selected Currency in (Column L). 2. If you choose "Partial Conversion" then Column BA (AMOUNT) only will be converted based on selected currency (Column L) and Column BB (TAXES) value (INR) will be added to the converted values.
Note on K34: gepadmin: 1. If you choose "Full Conversion" then Column BA (AMOUNT) and Column BB (TAXES) BOTH values will be convert based on selected Currency in (Column L). 2. If you choose "Partial Conversion" then Column BA (AMOUNT) only will be converted based on selected currency (Column L) and Column BB (TAXES) value (INR) will be added to the converted values.
Note on K35: gepadmin: 1. If you choose "Full Conversion" then Column BA (AMOUNT) and Column BB (TAXES) BOTH values will be convert based on selected Currency in (Column L). 2. If you choose "Partial Conversion" then Column BA (AMOUNT) only will be converted based on selected currency (Column L) and Column BB (TAXES) value (INR) will be added to the converted values.
Note on K36: gepadmin: 1. If you choose "Full Conversion" then Column BA (AMOUNT) and Column BB (TAXES) BOTH values will be convert based on selected Currency in (Column L). 2. If you choose "Partial Conversion" then Column BA (AMOUNT) only will be converted based on selected currency (Column L) and Column BB (TAXES) value (INR) will be added to the converted values.
Note on K37: gepadmin: 1. If you choose "Full Conversion" then Column BA (AMOUNT) and Column BB (TAXES) BOTH values will be convert based on selected Currency in (Column L). 2. If you choose "Partial Conversion" then Column BA (AMOUNT) only will be converted based on selected currency (Column L) and Column BB (TAXES) value (INR) will be added to the converted values.
Note on K38: gepadmin: 1. If you choose "Full Conversion" then Column BA (AMOUNT) and Column BB (TAXES) BOTH values will be convert based on selected Currency in (Column L). 2. If you choose "Partial Conversion" then Column BA (AMOUNT) only will be converted based on selected currency (Column L) and Column BB (TAXES) value (INR) will be added to the converted values.
Note on K39: gepadmin: 1. If you choose "Full Conversion" then Column BA (AMOUNT) and Column BB (TAXES) BOTH values will be convert based on selected Currency in (Column L). 2. If you choose "Partial Conversion" then Column BA (AMOUNT) only will be converted based on selected currency (Column L) and Column BB (TAXES) value (INR) will be added to the converted values.
Note on K40: gepadmin: 1. If you choose "Full Conversion" then Column BA (AMOUNT) and Column BB (TAXES) BOTH values will be convert based on selected Currency in (Column L). 2. If you choose "Partial Conversion" then Column BA (AMOUNT) only will be converted based on selected currency (Column L) and Column BB (TAXES) value (INR) will be added to the converted values.
Note on K41: gepadmin: 1. If you choose "Full Conversion" then Column BA (AMOUNT) and Column BB (TAXES) BOTH values will be convert based on selected Currency in (Column L). 2. If you choose "Partial Conversion" then Column BA (AMOUNT) only will be converted based on selected currency (Column L) and Column BB (TAXES) value (INR) will be added to the converted values.
Note on K42: gepadmin: 1. If you choose "Full Conversion" then Column BA (AMOUNT) and Column BB (TAXES) BOTH values will be convert based on selected Currency in (Column L). 2. If you choose "Partial Conversion" then Column BA (AMOUNT) only will be converted based on selected currency (Column L) and Column BB (TAXES) value (INR) will be added to the converted values.
Note on K43: gepadmin: 1. If you choose "Full Conversion" then Column BA (AMOUNT) and Column BB (TAXES) BOTH values will be convert based on selected Currency in (Column L). 2. If you choose "Partial Conversion" then Column BA (AMOUNT) only will be converted based on selected currency (Column L) and Column BB (TAXES) value (INR) will be added to the converted values.
Note on K44: gepadmin: 1. If you choose "Full Conversion" then Column BA (AMOUNT) and Column BB (TAXES) BOTH values will be convert based on selected Currency in (Column L). 2. If you choose "Partial Conversion" then Column BA (AMOUNT) only will be converted based on selected currency (Column L) and Column BB (TAXES) value (INR) will be added to the converted values.
Note on K45: gepadmin: 1. If you choose "Full Conversion" then Column BA (AMOUNT) and Column BB (TAXES) BOTH values will be convert based on selected Currency in (Column L). 2. If you choose "Partial Conversion" then Column BA (AMOUNT) only will be converted based on selected currency (Column L) and Column BB (TAXES) value (INR) will be added to the converted values.
Note on K46: gepadmin: 1. If you choose "Full Conversion" then Column BA (AMOUNT) and Column BB (TAXES) BOTH values will be convert based on selected Currency in (Column L). 2. If you choose "Partial Conversion" then Column BA (AMOUNT) only will be converted based on selected currency (Column L) and Column BB (TAXES) value (INR) will be added to the converted values.
Note on K47: gepadmin: 1. If you choose "Full Conversion" then Column BA (AMOUNT) and Column BB (TAXES) BOTH values will be convert based on selected Currency in (Column L). 2. If you choose "Partial Conversion" then Column BA (AMOUNT) only will be converted based on selected currency (Column L) and Column BB (TAXES) value (INR) will be added to the converted values.
Note on K48: gepadmin: 1. If you choose "Full Conversion" then Column BA (AMOUNT) and Column BB (TAXES) BOTH values will be convert based on selected Currency in (Column L). 2. If you choose "Partial Conversion" then Column BA (AMOUNT) only will be converted based on selected currency (Column L) and Column BB (TAXES) value (INR) will be added to the converted values.
Note on K49: gepadmin: 1. If you choose "Full Conversion" then Column BA (AMOUNT) and Column BB (TAXES) BOTH values will be convert based on selected Currency in (Column L). 2. If you choose "Partial Conversion" then Column BA (AMOUNT) only will be converted based on selected currency (Column L) and Column BB (TAXES) value (INR) will be added to the converted values.
Note on K50: gepadmin: 1. If you choose "Full Conversion" then Column BA (AMOUNT) and Column BB (TAXES) BOTH values will be convert based on selected Currency in (Column L). 2. If you choose "Partial Conversion" then Column BA (AMOUNT) only will be converted based on selected currency (Column L) and Column BB (TAXES) value (INR) will be added to the converted values.
Note on K51: gepadmin: 1. If you choose "Full Conversion" then Column BA (AMOUNT) and Column BB (TAXES) BOTH values will be convert based on selected Currency in (Column L). 2. If you choose "Partial Conversion" then Column BA (AMOUNT) only will be converted based on selected currency (Column L) and Column BB (TAXES) value (INR) will be added to the converted values.
Note on K52: gepadmin: 1. If you choose "Full Conversion" then Column BA (AMOUNT) and Column BB (TAXES) BOTH values will be convert based on selected Currency in (Column L). 2. If you choose "Partial Conversion" then Column BA (AMOUNT) only will be converted based on selected currency (Column L) and Column BB (TAXES) value (INR) will be added to the converted values.
Note on K53: gepadmin: 1. If you choose "Full Conversion" then Column BA (AMOUNT) and Column BB (TAXES) BOTH values will be convert based on selected Currency in (Column L). 2. If you choose "Partial Conversion" then Column BA (AMOUNT) only will be converted based on selected currency (Column L) and Column BB (TAXES) value (INR) will be added to the converted values.
Note on K54: gepadmin: 1. If you choose "Full Conversion" then Column BA (AMOUNT) and Column BB (TAXES) BOTH values will be convert based on selected Currency in (Column L). 2. If you choose "Partial Conversion" then Column BA (AMOUNT) only will be converted based on selected currency (Column L) and Column BB (TAXES) value (INR) will be added to the converted values.
Note on K55: gepadmin: 1. If you choose "Full Conversion" then Column BA (AMOUNT) and Column BB (TAXES) BOTH values will be convert based on selected Currency in (Column L). 2. If you choose "Partial Conversion" then Column BA (AMOUNT) only will be converted based on selected currency (Column L) and Column BB (TAXES) value (INR) will be added to the converted values.
Note on K56: gepadmin: 1. If you choose "Full Conversion" then Column BA (AMOUNT) and Column BB (TAXES) BOTH values will be convert based on selected Currency in (Column L). 2. If you choose "Partial Conversion" then Column BA (AMOUNT) only will be converted based on selected currency (Column L) and Column BB (TAXES) value (INR) will be added to the converted values.
Note on K57: gepadmin: 1. If you choose "Full Conversion" then Column BA (AMOUNT) and Column BB (TAXES) BOTH values will be convert based on selected Currency in (Column L). 2. If you choose "Partial Conversion" then Column BA (AMOUNT) only will be converted based on selected currency (Column L) and Column BB (TAXES) value (INR) will be added to the converted values.
Note on K58: gepadmin: 1. If you choose "Full Conversion" then Column BA (AMOUNT) and Column BB (TAXES) BOTH values will be convert based on selected Currency in (Column L). 2. If you choose "Partial Conversion" then Column BA (AMOUNT) only will be converted based on selected currency (Column L) and Column BB (TAXES) value (INR) will be added to the converted values.
Note on K61: gepadmin: 1. If you choose "Full Conversion" then Column BA (AMOUNT) and Column BB (TAXES) BOTH values will be convert based on selected Currency in (Column L). 2. If you choose "Partial Conversion" then Column BA (AMOUNT) only will be converted based on selected currency (Column L) and Column BB (TAXES) value (INR) will be added to the converted values.
Note on K62: gepadmin: 1. If you choose "Full Conversion" then Column BA (AMOUNT) and Column BB (TAXES) BOTH values will be convert based on selected Currency in (Column L). 2. If you choose "Partial Conversion" then Column BA (AMOUNT) only will be converted based on selected currency (Column L) and Column BB (TAXES) value (INR) will be added to the converted values.
Note on K63: gepadmin: 1. If you choose "Full Conversion" then Column BA (AMOUNT) and Column BB (TAXES) BOTH values will be convert based on selected Currency in (Column L). 2. If you choose "Partial Conversion" then Column BA (AMOUNT) only will be converted based on selected currency (Column L) and Column BB (TAXES) value (INR) will be added to the converted values.
Note on K64: gepadmin: 1. If you choose "Full Conversion" then Column BA (AMOUNT) and Column BB (TAXES) BOTH values will be convert based on selected Currency in (Column L). 2. If you choose "Partial Conversion" then Column BA (AMOUNT) only will be converted based on selected currency (Column L) and Column BB (TAXES) value (INR) will be added to the converted values.
Note on K65: gepadmin: 1. If you choose "Full Conversion" then Column BA (AMOUNT) and Column BB (TAXES) BOTH values will be convert based on selected Currency in (Column L). 2. If you choose "Partial Conversion" then Column BA (AMOUNT) only will be converted based on selected currency (Column L) and Column BB (TAXES) value (INR) will be added to the converted values.
Note on K66: gepadmin: 1. If you choose "Full Conversion" then Column BA (AMOUNT) and Column BB (TAXES) BOTH values will be convert based on selected Currency in (Column L). 2. If you choose "Partial Conversion" then Column BA (AMOUNT) only will be converted based on selected currency (Column L) and Column BB (TAXES) value (INR) will be added to the converted values.
Note on K67: gepadmin: 1. If you choose "Full Conversion" then Column BA (AMOUNT) and Column BB (TAXES) BOTH values will be convert based on selected Currency in (Column L). 2. If you choose "Partial Conversion" then Column BA (AMOUNT) only will be converted based on selected currency (Column L) and Column BB (TAXES) value (INR) will be added to the converted values.
Note on K68: gepadmin: 1. If you choose "Full Conversion" then Column BA (AMOUNT) and Column BB (TAXES) BOTH values will be convert based on selected Currency in (Column L). 2. If you choose "Partial Conversion" then Column BA (AMOUNT) only will be converted based on selected currency (Column L) and Column BB (TAXES) value (INR) will be added to the converted values.
Note on K69: gepadmin: 1. If you choose "Full Conversion" then Column BA (AMOUNT) and Column BB (TAXES) BOTH values will be convert based on selected Currency in (Column L). 2. If you choose "Partial Conversion" then Column BA (AMOUNT) only will be converted based on selected currency (Column L) and Column BB (TAXES) value (INR) will be added to the converted values.
Note on K70: gepadmin: 1. If you choose "Full Conversion" then Column BA (AMOUNT) and Column BB (TAXES) BOTH values will be convert based on selected Currency in (Column L). 2. If you choose "Partial Conversion" then Column BA (AMOUNT) only will be converted based on selected currency (Column L) and Column BB (TAXES) value (INR) will be added to the converted values.
Note on K71: gepadmin: 1. If you choose "Full Conversion" then Column BA (AMOUNT) and Column BB (TAXES) BOTH values will be convert based on selected Currency in (Column L). 2. If you choose "Partial Conversion" then Column BA (AMOUNT) only will be converted based on selected currency (Column L) and Column BB (TAXES) value (INR) will be added to the converted values.
Note on K72: gepadmin: 1. If you choose "Full Conversion" then Column BA (AMOUNT) and Column BB (TAXES) BOTH values will be convert based on selected Currency in (Column L). 2. If you choose "Partial Conversion" then Column BA (AMOUNT) only will be converted based on selected currency (Column L) and Column BB (TAXES) value (INR) will be added to the converted values.
Note on K73: gepadmin: 1. If you choose "Full Conversion" then Column BA (AMOUNT) and Column BB (TAXES) BOTH values will be convert based on selected Currency in (Column L). 2. If you choose "Partial Conversion" then Column BA (AMOUNT) only will be converted based on selected currency (Column L) and Column BB (TAXES) value (INR) will be added to the converted values.
Note on K74: gepadmin: 1. If you choose "Full Conversion" then Column BA (AMOUNT) and Column BB (TAXES) BOTH values will be convert based on selected Currency in (Column L). 2. If you choose "Partial Conversion" then Column BA (AMOUNT) only will be converted based on selected currency (Column L) and Column BB (TAXES) value (INR) will be added to the converted values.
Note on K75: gepadmin: 1. If you choose "Full Conversion" then Column BA (AMOUNT) and Column BB (TAXES) BOTH values will be convert based on selected Currency in (Column L). 2. If you choose "Partial Conversion" then Column BA (AMOUNT) only will be converted based on selected currency (Column L) and Column BB (TAXES) value (INR) will be added to the converted values.
Note on K76: gepadmin: 1. If you choose "Full Conversion" then Column BA (AMOUNT) and Column BB (TAXES) BOTH values will be convert based on selected Currency in (Column L). 2. If you choose "Partial Conversion" then Column BA (AMOUNT) only will be converted based on selected currency (Column L) and Column BB (TAXES) value (INR) will be added to the converted values.
Note on K77: gepadmin: 1. If you choose "Full Conversion" then Column BA (AMOUNT) and Column BB (TAXES) BOTH values will be convert based on selected Currency in (Column L). 2. If you choose "Partial Conversion" then Column BA (AMOUNT) only will be converted based on selected currency (Column L) and Column BB (TAXES) value (INR) will be added to the converted values.
Note on K78: gepadmin: 1. If you choose "Full Conversion" then Column BA (AMOUNT) and Column BB (TAXES) BOTH values will be convert based on selected Currency in (Column L). 2. If you choose "Partial Conversion" then Column BA (AMOUNT) only will be converted based on selected currency (Column L) and Column BB (TAXES) value (INR) will be added to the converted values.
Note on K79: gepadmin: 1. If you choose "Full Conversion" then Column BA (AMOUNT) and Column BB (TAXES) BOTH values will be convert based on selected Currency in (Column L). 2. If you choose "Partial Conversion" then Column BA (AMOUNT) only will be converted based on selected currency (Column L) and Column BB (TAXES) value (INR) will be added to the converted values.
Note on K80: gepadmin: 1. If you choose "Full Conversion" then Column BA (AMOUNT) and Column BB (TAXES) BOTH values will be convert based on selected Currency in (Column L). 2. If you choose "Partial Conversion" then Column BA (AMOUNT) only will be converted based on selected currency (Column L) and Column BB (TAXES) value (INR) will be added to the converted values.
Note on K81: gepadmin: 1. If you choose "Full Conversion" then Column BA (AMOUNT) and Column BB (TAXES) BOTH values will be convert based on selected Currency in (Column L). 2. If you choose "Partial Conversion" then Column BA (AMOUNT) only will be converted based on selected currency (Column L) and Column BB (TAXES) value (INR) will be added to the converted values.
Note on K82: gepadmin: 1. If you choose "Full Conversion" then Column BA (AMOUNT) and Column BB (TAXES) BOTH values will be convert based on selected Currency in (Column L). 2. If you choose "Partial Conversion" then Column BA (AMOUNT) only will be converted based on selected currency (Column L) and Column BB (TAXES) value (INR) will be added to the converted values.
Note on K83: gepadmin: 1. If you choose "Full Conversion" then Column BA (AMOUNT) and Column BB (TAXES) BOTH values will be convert based on selected Currency in (Column L). 2. If you choose "Partial Conversion" then Column BA (AMOUNT) only will be converted based on selected currency (Column L) and Column BB (TAXES) value (INR) will be added to the converted values.
Note on K84: gepadmin: 1. If you choose "Full Conversion" then Column BA (AMOUNT) and Column BB (TAXES) BOTH values will be convert based on selected Currency in (Column L). 2. If you choose "Partial Conversion" then Column BA (AMOUNT) only will be converted based on selected currency (Column L) and Column BB (TAXES) value (INR) will be added to the converted values.
Note on K85: gepadmin: 1. If you choose "Full Conversion" then Column BA (AMOUNT) and Column BB (TAXES) BOTH values will be convert based on selected Currency in (Column L). 2. If you choose "Partial Conversion" then Column BA (AMOUNT) only will be converted based on selected currency (Column L) and Column BB (TAXES) value (INR) will be added to the converted values.
Note on K86: gepadmin: 1. If you choose "Full Conversion" then Column BA (AMOUNT) and Column BB (TAXES) BOTH values will be convert based on selected Currency in (Column L). 2. If you choose "Partial Conversion" then Column BA (AMOUNT) only will be converted based on selected currency (Column L) and Column BB (TAXES) value (INR) will be added to the converted values.
Note on K87: gepadmin: 1. If you choose "Full Conversion" then Column BA (AMOUNT) and Column BB (TAXES) BOTH values will be convert based on selected Currency in (Column L). 2. If you choose "Partial Conversion" then Column BA (AMOUNT) only will be converted based on selected currency (Column L) and Column BB (TAXES) value (INR) will be added to the converted values.
Note on K88: gepadmin: 1. If you choose "Full Conversion" then Column BA (AMOUNT) and Column BB (TAXES) BOTH values will be convert based on selected Currency in (Column L). 2. If you choose "Partial Conversion" then Column BA (AMOUNT) only will be converted based on selected currency (Column L) and Column BB (TAXES) value (INR) will be added to the converted values.
Note on K89: gepadmin: 1. If you choose "Full Conversion" then Column BA (AMOUNT) and Column BB (TAXES) BOTH values will be convert based on selected Currency in (Column L). 2. If you choose "Partial Conversion" then Column BA (AMOUNT) only will be converted based on selected currency (Column L) and Column BB (TAXES) value (INR) will be added to the converted values.
Note on K90: gepadmin: 1. If you choose "Full Conversion" then Column BA (AMOUNT) and Column BB (TAXES) BOTH values will be convert based on selected Currency in (Column L). 2. If you choose "Partial Conversion" then Column BA (AMOUNT) only will be converted based on selected currency (Column L) and Column BB (TAXES) value (INR) will be added to the converted values.
Note on K91: gepadmin: 1. If you choose "Full Conversion" then Column BA (AMOUNT) and Column BB (TAXES) BOTH values will be convert based on selected Currency in (Column L). 2. If you choose "Partial Conversion" then Column BA (AMOUNT) only will be converted based on selected currency (Column L) and Column BB (TAXES) value (INR) will be added to the converted values.
Note on K92: gepadmin: 1. If you choose "Full Conversion" then Column BA (AMOUNT) and Column BB (TAXES) BOTH values will be convert based on selected Currency in (Column L). 2. If you choose "Partial Conversion" then Column BA (AMOUNT) only will be converted based on selected currency (Column L) and Column BB (TAXES) value (INR) will be added to the converted values.
Note on K93: gepadmin: 1. If you choose "Full Conversion" then Column BA (AMOUNT) and Column BB (TAXES) BOTH values will be convert based on selected Currency in (Column L). 2. If you choose "Partial Conversion" then Column BA (AMOUNT) only will be converted based on selected currency (Column L) and Column BB (TAXES) value (INR) will be added to the converted values.
Note on K94: gepadmin: 1. If you choose "Full Conversion" then Column BA (AMOUNT) and Column BB (TAXES) BOTH values will be convert based on selected Currency in (Column L). 2. If you choose "Partial Conversion" then Column BA (AMOUNT) only will be converted based on selected currency (Column L) and Column BB (TAXES) value (INR) will be added to the converted values.
Note on K95: gepadmin: 1. If you choose "Full Conversion" then Column BA (AMOUNT) and Column BB (TAXES) BOTH values will be convert based on selected Currency in (Column L). 2. If you choose "Partial Conversion" then Column BA (AMOUNT) only will be converted based on selected currency (Column L) and Column BB (TAXES) value (INR) will be added to the converted values.
Note on K96: gepadmin: 1. If you choose "Full Conversion" then Column BA (AMOUNT) and Column BB (TAXES) BOTH values will be convert based on selected Currency in (Column L). 2. If you choose "Partial Conversion" then Column BA (AMOUNT) only will be converted based on selected currency (Column L) and Column BB (TAXES) value (INR) will be added to the converted values.
Note on K97: gepadmin: 1. If you choose "Full Conversion" then Column BA (AMOUNT) and Column BB (TAXES) BOTH values will be convert based on selected Currency in (Column L). 2. If you choose "Partial Conversion" then Column BA (AMOUNT) only will be converted based on selected currency (Column L) and Column BB (TAXES) value (INR) will be added to the converted values.
Note on K98: gepadmin: 1. If you choose "Full Conversion" then Column BA (AMOUNT) and Column BB (TAXES) BOTH values will be convert based on selected Currency in (Column L). 2. If you choose "Partial Conversion" then Column BA (AMOUNT) only will be converted based on selected currency (Column L) and Column BB (TAXES) value (INR) will be added to the converted values.
Note on K99: gepadmin: 1. If you choose "Full Conversion" then Column BA (AMOUNT) and Column BB (TAXES) BOTH values will be convert based on selected Currency in (Column L). 2. If you choose "Partial Conversion" then Column BA (AMOUNT) only will be converted based on selected currency (Column L) and Column BB (TAXES) value (INR) will be added to the converted values.
Note on K100: gepadmin: 1. If you choose "Full Conversion" then Column BA (AMOUNT) and Column BB (TAXES) BOTH values will be convert based on selected Currency in (Column L). 2. If you choose "Partial Conversion" then Column BA (AMOUNT) only will be converted based on selected currency (Column L) and Column BB (TAXES) value (INR) will be added to the converted values.
Note on K101: gepadmin: 1. If you choose "Full Conversion" then Column BA (AMOUNT) and Column BB (TAXES) BOTH values will be convert based on selected Currency in (Column L). 2. If you choose "Partial Conversion" then Column BA (AMOUNT) only will be converted based on selected currency (Column L) and Column BB (TAXES) value (INR) will be added to the converted values.
Note on K102: gepadmin: 1. If you choose "Full Conversion" then Column BA (AMOUNT) and Column BB (TAXES) BOTH values will be convert based on selected Currency in (Column L). 2. If you choose "Partial Conversion" then Column BA (AMOUNT) only will be converted based on selected currency (Column L) and Column BB (TAXES) value (INR) will be added to the converted values.
Note on K103: gepadmin: 1. If you choose "Full Conversion" then Column BA (AMOUNT) and Column BB (TAXES) BOTH values will be convert based on selected Currency in (Column L). 2. If you choose "Partial Conversion" then Column BA (AMOUNT) only will be converted based on selected currency (Column L) and Column BB (TAXES) value (INR) will be added to the converted values.
Note on K106: gepadmin: 1. If you choose "Full Conversion" then Column BA (AMOUNT) and Column BB (TAXES) BOTH values will be convert based on selected Currency in (Column L). 2. If you choose "Partial Conversion" then Column BA (AMOUNT) only will be converted based on selected currency (Column L) and Column BB (TAXES) value (INR) will be added to the converted values.
Note on K107: gepadmin: 1. If you choose "Full Conversion" then Column BA (AMOUNT) and Column BB (TAXES) BOTH values will be convert based on selected Currency in (Column L). 2. If you choose "Partial Conversion" then Column BA (AMOUNT) only will be converted based on selected currency (Column L) and Column BB (TAXES) value (INR) will be added to the converted values.
Note on K108: gepadmin: 1. If you choose "Full Conversion" then Column BA (AMOUNT) and Column BB (TAXES) BOTH values will be convert based on selected Currency in (Column L). 2. If you choose "Partial Conversion" then Column BA (AMOUNT) only will be converted based on selected currency (Column L) and Column BB (TAXES) value (INR) will be added to the converted values.
Note on K109: gepadmin: 1. If you choose "Full Conversion" then Column BA (AMOUNT) and Column BB (TAXES) BOTH values will be convert based on selected Currency in (Column L). 2. If you choose "Partial Conversion" then Column BA (AMOUNT) only will be converted based on selected currency (Column L) and Column BB (TAXES) value (INR) will be added to the converted values.
Note on K110: gepadmin: 1. If you choose "Full Conversion" then Column BA (AMOUNT) and Column BB (TAXES) BOTH values will be convert based on selected Currency in (Column L). 2. If you choose "Partial Conversion" then Column BA (AMOUNT) only will be converted based on selected currency (Column L) and Column BB (TAXES) value (INR) will be added to the converted values.
Note on K111: gepadmin: 1. If you choose "Full Conversion" then Column BA (AMOUNT) and Column BB (TAXES) BOTH values will be convert based on selected Currency in (Column L). 2. If you choose "Partial Conversion" then Column BA (AMOUNT) only will be converted based on selected currency (Column L) and Column BB (TAXES) value (INR) will be added to the converted values.
Note on K112: gepadmin: 1. If you choose "Full Conversion" then Column BA (AMOUNT) and Column BB (TAXES) BOTH values will be convert based on selected Currency in (Column L). 2. If you choose "Partial Conversion" then Column BA (AMOUNT) only will be converted based on selected currency (Column L) and Column BB (TAXES) value (INR) will be added to the converted values.
Note on K113: gepadmin: 1. If you choose "Full Conversion" then Column BA (AMOUNT) and Column BB (TAXES) BOTH values will be convert based on selected Currency in (Column L). 2. If you choose "Partial Conversion" then Column BA (AMOUNT) only will be converted based on selected currency (Column L) and Column BB (TAXES) value (INR) will be added to the converted values.
Note on K114: gepadmin: 1. If you choose "Full Conversion" then Column BA (AMOUNT) and Column BB (TAXES) BOTH values will be convert based on selected Currency in (Column L). 2. If you choose "Partial Conversion" then Column BA (AMOUNT) only will be converted based on selected currency (Column L) and Column BB (TAXES) value (INR) will be added to the converted values.
Note on K115: gepadmin: 1. If you choose "Full Conversion" then Column BA (AMOUNT) and Column BB (TAXES) BOTH values will be convert based on selected Currency in (Column L). 2. If you choose "Partial Conversion" then Column BA (AMOUNT) only will be converted based on selected currency (Column L) and Column BB (TAXES) value (INR) will be added to the converted values.
Note on K116: gepadmin: 1. If you choose "Full Conversion" then Column BA (AMOUNT) and Column BB (TAXES) BOTH values will be convert based on selected Currency in (Column L). 2. If you choose "Partial Conversion" then Column BA (AMOUNT) only will be converted based on selected currency (Column L) and Column BB (TAXES) value (INR) will be added to the converted values.
Note on K117: gepadmin: 1. If you choose "Full Conversion" then Column BA (AMOUNT) and Column BB (TAXES) BOTH values will be convert based on selected Currency in (Column L). 2. If you choose "Partial Conversion" then Column BA (AMOUNT) only will be converted based on selected currency (Column L) and Column BB (TAXES) value (INR) will be added to the converted values.
Note on K118: gepadmin: 1. If you choose "Full Conversion" then Column BA (AMOUNT) and Column BB (TAXES) BOTH values will be convert based on selected Currency in (Column L). 2. If you choose "Partial Conversion" then Column BA (AMOUNT) only will be converted based on selected currency (Column L) and Column BB (TAXES) value (INR) will be added to the converted values.
Note on K119: gepadmin: 1. If you choose "Full Conversion" then Column BA (AMOUNT) and Column BB (TAXES) BOTH values will be convert based on selected Currency in (Column L). 2. If you choose "Partial Conversion" then Column BA (AMOUNT) only will be converted based on selected currency (Column L) and Column BB (TAXES) value (INR) will be added to the converted values.
Note on K120: gepadmin: 1. If you choose "Full Conversion" then Column BA (AMOUNT) and Column BB (TAXES) BOTH values will be convert based on selected Currency in (Column L). 2. If you choose "Partial Conversion" then Column BA (AMOUNT) only will be converted based on selected currency (Column L) and Column BB (TAXES) value (INR) will be added to the converted values.
Note on K121: gepadmin: 1. If you choose "Full Conversion" then Column BA (AMOUNT) and Column BB (TAXES) BOTH values will be convert based on selected Currency in (Column L). 2. If you choose "Partial Conversion" then Column BA (AMOUNT) only will be converted based on selected currency (Column L) and Column BB (TAXES) value (INR) will be added to the converted values.
Note on K122: gepadmin: 1. If you choose "Full Conversion" then Column BA (AMOUNT) and Column BB (TAXES) BOTH values will be convert based on selected Currency in (Column L). 2. If you choose "Partial Conversion" then Column BA (AMOUNT) only will be converted based on selected currency (Column L) and Column BB (TAXES) value (INR) will be added to the converted values.
Note on K123: gepadmin: 1. If you choose "Full Conversion" then Column BA (AMOUNT) and Column BB (TAXES) BOTH values will be convert based on selected Currency in (Column L). 2. If you choose "Partial Conversion" then Column BA (AMOUNT) only will be converted based on selected currency (Column L) and Column BB (TAXES) value (INR) will be added to the converted values.
Note on K124: gepadmin: 1. If you choose "Full Conversion" then Column BA (AMOUNT) and Column BB (TAXES) BOTH values will be convert based on selected Currency in (Column L). 2. If you choose "Partial Conversion" then Column BA (AMOUNT) only will be converted based on selected currency (Column L) and Column BB (TAXES) value (INR) will be added to the converted values.
Note on K125: gepadmin: 1. If you choose "Full Conversion" then Column BA (AMOUNT) and Column BB (TAXES) BOTH values will be convert based on selected Currency in (Column L). 2. If you choose "Partial Conversion" then Column BA (AMOUNT) only will be converted based on selected currency (Column L) and Column BB (TAXES) value (INR) will be added to the converted values.
Note on K126: gepadmin: 1. If you choose "Full Conversion" then Column BA (AMOUNT) and Column BB (TAXES) BOTH values will be convert based on selected Currency in (Column L). 2. If you choose "Partial Conversion" then Column BA (AMOUNT) only will be converted based on selected currency (Column L) and Column BB (TAXES) value (INR) will be added to the converted values.
Note on K127: gepadmin: 1. If you choose "Full Conversion" then Column BA (AMOUNT) and Column BB (TAXES) BOTH values will be convert based on selected Currency in (Column L). 2. If you choose "Partial Conversion" then Column BA (AMOUNT) only will be converted based on selected currency (Column L) and Column BB (TAXES) value (INR) will be added to the converted values.
Note on K128: gepadmin: 1. If you choose "Full Conversion" then Column BA (AMOUNT) and Column BB (TAXES) BOTH values will be convert based on selected Currency in (Column L). 2. If you choose "Partial Conversion" then Column BA (AMOUNT) only will be converted based on selected currency (Column L) and Column BB (TAXES) value (INR) will be added to the converted values.
Note on K129: gepadmin: 1. If you choose "Full Conversion" then Column BA (AMOUNT) and Column BB (TAXES) BOTH values will be convert based on selected Currency in (Column L). 2. If you choose "Partial Conversion" then Column BA (AMOUNT) only will be converted based on selected currency (Column L) and Column BB (TAXES) value (INR) will be added to the converted values.
Note on K130: gepadmin: 1. If you choose "Full Conversion" then Column BA (AMOUNT) and Column BB (TAXES) BOTH values will be convert based on selected Currency in (Column L). 2. If you choose "Partial Conversion" then Column BA (AMOUNT) only will be converted based on selected currency (Column L) and Column BB (TAXES) value (INR) will be added to the converted values.
Note on K131: gepadmin: 1. If you choose "Full Conversion" then Column BA (AMOUNT) and Column BB (TAXES) BOTH values will be convert based on selected Currency in (Column L). 2. If you choose "Partial Conversion" then Column BA (AMOUNT) only will be converted based on selected currency (Column L) and Column BB (TAXES) value (INR) will be added to the converted values.
Note on K132: gepadmin: 1. If you choose "Full Conversion" then Column BA (AMOUNT) and Column BB (TAXES) BOTH values will be convert based on selected Currency in (Column L). 2. If you choose "Partial Conversion" then Column BA (AMOUNT) only will be converted based on selected currency (Column L) and Column BB (TAXES) value (INR) will be added to the converted values.
Note on K133: gepadmin: 1. If you choose "Full Conversion" then Column BA (AMOUNT) and Column BB (TAXES) BOTH values will be convert based on selected Currency in (Column L). 2. If you choose "Partial Conversion" then Column BA (AMOUNT) only will be converted based on selected currency (Column L) and Column BB (TAXES) value (INR) will be added to the converted values.
Note on K134: gepadmin: 1. If you choose "Full Conversion" then Column BA (AMOUNT) and Column BB (TAXES) BOTH values will be convert based on selected Currency in (Column L). 2. If you choose "Partial Conversion" then Column BA (AMOUNT) only will be converted based on selected currency (Column L) and Column BB (TAXES) value (INR) will be added to the converted values.
Note on K135: gepadmin: 1. If you choose "Full Conversion" then Column BA (AMOUNT) and Column BB (TAXES) BOTH values will be convert based on selected Currency in (Column L). 2. If you choose "Partial Conversion" then Column BA (AMOUNT) only will be converted based on selected currency (Column L) and Column BB (TAXES) value (INR) will be added to the converted values.
Note on K136: gepadmin: 1. If you choose "Full Conversion" then Column BA (AMOUNT) and Column BB (TAXES) BOTH values will be convert based on selected Currency in (Column L). 2. If you choose "Partial Conversion" then Column BA (AMOUNT) only will be converted based on selected currency (Column L) and Column BB (TAXES) value (INR) will be added to the converted values.
Note on K137: gepadmin: 1. If you choose "Full Conversion" then Column BA (AMOUNT) and Column BB (TAXES) BOTH values will be convert based on selected Currency in (Column L). 2. If you choose "Partial Conversion" then Column BA (AMOUNT) only will be converted based on selected currency (Column L) and Column BB (TAXES) value (INR) will be added to the converted values.
Note on K138: gepadmin: 1. If you choose "Full Conversion" then Column BA (AMOUNT) and Column BB (TAXES) BOTH values will be convert based on selected Currency in (Column L). 2. If you choose "Partial Conversion" then Column BA (AMOUNT) only will be converted based on selected currency (Column L) and Column BB (TAXES) value (INR) will be added to the converted values.
Note on K139: gepadmin: 1. If you choose "Full Conversion" then Column BA (AMOUNT) and Column BB (TAXES) BOTH values will be convert based on selected Currency in (Column L). 2. If you choose "Partial Conversion" then Column BA (AMOUNT) only will be converted based on selected currency (Column L) and Column BB (TAXES) value (INR) will be added to the converted values.
Note on K140: gepadmin: 1. If you choose "Full Conversion" then Column BA (AMOUNT) and Column BB (TAXES) BOTH values will be convert based on selected Currency in (Column L). 2. If you choose "Partial Conversion" then Column BA (AMOUNT) only will be converted based on selected currency (Column L) and Column BB (TAXES) value (INR) will be added to the converted values.
Note on K141: gepadmin: 1. If you choose "Full Conversion" then Column BA (AMOUNT) and Column BB (TAXES) BOTH values will be convert based on selected Currency in (Column L). 2. If you choose "Partial Conversion" then Column BA (AMOUNT) only will be converted based on selected currency (Column L) and Column BB (TAXES) value (INR) will be added to the converted values.
Note on K142: gepadmin: 1. If you choose "Full Conversion" then Column BA (AMOUNT) and Column BB (TAXES) BOTH values will be convert based on selected Currency in (Column L). 2. If you choose "Partial Conversion" then Column BA (AMOUNT) only will be converted based on selected currency (Column L) and Column BB (TAXES) value (INR) will be added to the converted values.
Note on K143: gepadmin: 1. If you choose "Full Conversion" then Column BA (AMOUNT) and Column BB (TAXES) BOTH values will be convert based on selected Currency in (Column L). 2. If you choose "Partial Conversion" then Column BA (AMOUNT) only will be converted based on selected currency (Column L) and Column BB (TAXES) value (INR) will be added to the converted values.
Note on K144: gepadmin: 1. If you choose "Full Conversion" then Column BA (AMOUNT) and Column BB (TAXES) BOTH values will be convert based on selected Currency in (Column L). 2. If you choose "Partial Conversion" then Column BA (AMOUNT) only will be converted based on selected currency (Column L) and Column BB (TAXES) value (INR) will be added to the converted values.
Note on K145: gepadmin: 1. If you choose "Full Conversion" then Column BA (AMOUNT) and Column BB (TAXES) BOTH values will be convert based on selected Currency in (Column L). 2. If you choose "Partial Conversion" then Column BA (AMOUNT) only will be converted based on selected currency (Column L) and Column BB (TAXES) value (INR) will be added to the converted values.
Note on K146: gepadmin: 1. If you choose "Full Conversion" then Column BA (AMOUNT) and Column BB (TAXES) BOTH values will be convert based on selected Currency in (Column L). 2. If you choose "Partial Conversion" then Column BA (AMOUNT) only will be converted based on selected currency (Column L) and Column BB (TAXES) value (INR) will be added to the converted values.
Note on K147: gepadmin: 1. If you choose "Full Conversion" then Column BA (AMOUNT) and Column BB (TAXES) BOTH values will be convert based on selected Currency in (Column L). 2. If you choose "Partial Conversion" then Column BA (AMOUNT) only will be converted based on selected currency (Column L) and Column BB (TAXES) value (INR) will be added to the converted values.
Note on K148: gepadmin: 1. If you choose "Full Conversion" then Column BA (AMOUNT) and Column BB (TAXES) BOTH values will be convert based on selected Currency in (Column L). 2. If you choose "Partial Conversion" then Column BA (AMOUNT) only will be converted based on selected currency (Column L) and Column BB (TAXES) value (INR) will be added to the converted values.
Note on K151: gepadmin: 1. If you choose "Full Conversion" then Column BA (AMOUNT) and Column BB (TAXES) BOTH values will be convert based on selected Currency in (Column L). 2. If you choose "Partial Conversion" then Column BA (AMOUNT) only will be converted based on selected currency (Column L) and Column BB (TAXES) value (INR) will be added to the converted values.
Note on K152: gepadmin: 1. If you choose "Full Conversion" then Column BA (AMOUNT) and Column BB (TAXES) BOTH values will be convert based on selected Currency in (Column L). 2. If you choose "Partial Conversion" then Column BA (AMOUNT) only will be converted based on selected currency (Column L) and Column BB (TAXES) value (INR) will be added to the converted values.
Note on K153: gepadmin: 1. If you choose "Full Conversion" then Column BA (AMOUNT) and Column BB (TAXES) BOTH values will be convert based on selected Currency in (Column L). 2. If you choose "Partial Conversion" then Column BA (AMOUNT) only will be converted based on selected currency (Column L) and Column BB (TAXES) value (INR) will be added to the converted values.
Note on K154: gepadmin: 1. If you choose "Full Conversion" then Column BA (AMOUNT) and Column BB (TAXES) BOTH values will be convert based on selected Currency in (Column L). 2. If you choose "Partial Conversion" then Column BA (AMOUNT) only will be converted based on selected currency (Column L) and Column BB (TAXES) value (INR) will be added to the converted values.
Note on K155: gepadmin: 1. If you choose "Full Conversion" then Column BA (AMOUNT) and Column BB (TAXES) BOTH values will be convert based on selected Currency in (Column L). 2. If you choose "Partial Conversion" then Column BA (AMOUNT) only will be converted based on selected currency (Column L) and Column BB (TAXES) value (INR) will be added to the converted values.
Note on K156: gepadmin: 1. If you choose "Full Conversion" then Column BA (AMOUNT) and Column BB (TAXES) BOTH values will be convert based on selected Currency in (Column L). 2. If you choose "Partial Conversion" then Column BA (AMOUNT) only will be converted based on selected currency (Column L) and Column BB (TAXES) value (INR) will be added to the converted values.
Note on K157: gepadmin: 1. If you choose "Full Conversion" then Column BA (AMOUNT) and Column BB (TAXES) BOTH values will be convert based on selected Currency in (Column L). 2. If you choose "Partial Conversion" then Column BA (AMOUNT) only will be converted based on selected currency (Column L) and Column BB (TAXES) value (INR) will be added to the converted values.
Note on K158: gepadmin: 1. If you choose "Full Conversion" then Column BA (AMOUNT) and Column BB (TAXES) BOTH values will be convert based on selected Currency in (Column L). 2. If you choose "Partial Conversion" then Column BA (AMOUNT) only will be converted based on selected currency (Column L) and Column BB (TAXES) value (INR) will be added to the converted values.
Note on K159: gepadmin: 1. If you choose "Full Conversion" then Column BA (AMOUNT) and Column BB (TAXES) BOTH values will be convert based on selected Currency in (Column L). 2. If you choose "Partial Conversion" then Column BA (AMOUNT) only will be converted based on selected currency (Column L) and Column BB (TAXES) value (INR) will be added to the converted values.
Note on K160: gepadmin: 1. If you choose "Full Conversion" then Column BA (AMOUNT) and Column BB (TAXES) BOTH values will be convert based on selected Currency in (Column L). 2. If you choose "Partial Conversion" then Column BA (AMOUNT) only will be converted based on selected currency (Column L) and Column BB (TAXES) value (INR) will be added to the converted values.
Note on K161: gepadmin: 1. If you choose "Full Conversion" then Column BA (AMOUNT) and Column BB (TAXES) BOTH values will be convert based on selected Currency in (Column L). 2. If you choose "Partial Conversion" then Column BA (AMOUNT) only will be converted based on selected currency (Column L) and Column BB (TAXES) value (INR) will be added to the converted values.
Note on K162: gepadmin: 1. If you choose "Full Conversion" then Column BA (AMOUNT) and Column BB (TAXES) BOTH values will be convert based on selected Currency in (Column L). 2. If you choose "Partial Conversion" then Column BA (AMOUNT) only will be converted based on selected currency (Column L) and Column BB (TAXES) value (INR) will be added to the converted values.
Note on K163: gepadmin: 1. If you choose "Full Conversion" then Column BA (AMOUNT) and Column BB (TAXES) BOTH values will be convert based on selected Currency in (Column L). 2. If you choose "Partial Conversion" then Column BA (AMOUNT) only will be converted based on selected currency (Column L) and Column BB (TAXES) value (INR) will be added to the converted values.
Note on K164: gepadmin: 1. If you choose "Full Conversion" then Column BA (AMOUNT) and Column BB (TAXES) BOTH values will be convert based on selected Currency in (Column L). 2. If you choose "Partial Conversion" then Column BA (AMOUNT) only will be converted based on selected currency (Column L) and Column BB (TAXES) value (INR) will be added to the converted values.
Note on K165: gepadmin: 1. If you choose "Full Conversion" then Column BA (AMOUNT) and Column BB (TAXES) BOTH values will be convert based on selected Currency in (Column L). 2. If you choose "Partial Conversion" then Column BA (AMOUNT) only will be converted based on selected currency (Column L) and Column BB (TAXES) value (INR) will be added to the converted values.
Note on K166: gepadmin: 1. If you choose "Full Conversion" then Column BA (AMOUNT) and Column BB (TAXES) BOTH values will be convert based on selected Currency in (Column L). 2. If you choose "Partial Conversion" then Column BA (AMOUNT) only will be converted based on selected currency (Column L) and Column BB (TAXES) value (INR) will be added to the converted values.
Note on K167: gepadmin: 1. If you choose "Full Conversion" then Column BA (AMOUNT) and Column BB (TAXES) BOTH values will be convert based on selected Currency in (Column L). 2. If you choose "Partial Conversion" then Column BA (AMOUNT) only will be converted based on selected currency (Column L) and Column BB (TAXES) value (INR) will be added to the converted values.
Note on K168: gepadmin: 1. If you choose "Full Conversion" then Column BA (AMOUNT) and Column BB (TAXES) BOTH values will be convert based on selected Currency in (Column L). 2. If you choose "Partial Conversion" then Column BA (AMOUNT) only will be converted based on selected currency (Column L) and Column BB (TAXES) value (INR) will be added to the converted values.
Note on K169: gepadmin: 1. If you choose "Full Conversion" then Column BA (AMOUNT) and Column BB (TAXES) BOTH values will be convert based on selected Currency in (Column L). 2. If you choose "Partial Conversion" then Column BA (AMOUNT) only will be converted based on selected currency (Column L) and Column BB (TAXES) value (INR) will be added to the converted values.
Note on K170: gepadmin: 1. If you choose "Full Conversion" then Column BA (AMOUNT) and Column BB (TAXES) BOTH values will be convert based on selected Currency in (Column L). 2. If you choose "Partial Conversion" then Column BA (AMOUNT) only will be converted based on selected currency (Column L) and Column BB (TAXES) value (INR) will be added to the converted values.
Note on K171: gepadmin: 1. If you choose "Full Conversion" then Column BA (AMOUNT) and Column BB (TAXES) BOTH values will be convert based on selected Currency in (Column L). 2. If you choose "Partial Conversion" then Column BA (AMOUNT) only will be converted based on selected currency (Column L) and Column BB (TAXES) value (INR) will be added to the converted values.
Note on K172: gepadmin: 1. If you choose "Full Conversion" then Column BA (AMOUNT) and Column BB (TAXES) BOTH values will be convert based on selected Currency in (Column L). 2. If you choose "Partial Conversion" then Column BA (AMOUNT) only will be converted based on selected currency (Column L) and Column BB (TAXES) value (INR) will be added to the converted values.
Note on K173: gepadmin: 1. If you choose "Full Conversion" then Column BA (AMOUNT) and Column BB (TAXES) BOTH values will be convert based on selected Currency in (Column L). 2. If you choose "Partial Conversion" then Column BA (AMOUNT) only will be converted based on selected currency (Column L) and Column BB (TAXES) value (INR) will be added to the converted values.
Note on K174: gepadmin: 1. If you choose "Full Conversion" then Column BA (AMOUNT) and Column BB (TAXES) BOTH values will be convert based on selected Currency in (Column L). 2. If you choose "Partial Conversion" then Column BA (AMOUNT) only will be converted based on selected currency (Column L) and Column BB (TAXES) value (INR) will be added to the converted values.
Note on K175: gepadmin: 1. If you choose "Full Conversion" then Column BA (AMOUNT) and Column BB (TAXES) BOTH values will be convert based on selected Currency in (Column L). 2. If you choose "Partial Conversion" then Column BA (AMOUNT) only will be converted based on selected currency (Column L) and Column BB (TAXES) value (INR) will be added to the converted values.
Note on K176: gepadmin: 1. If you choose "Full Conversion" then Column BA (AMOUNT) and Column BB (TAXES) BOTH values will be convert based on selected Currency in (Column L). 2. If you choose "Partial Conversion" then Column BA (AMOUNT) only will be converted based on selected currency (Column L) and Column BB (TAXES) value (INR) will be added to the converted values.
Note on K177: gepadmin: 1. If you choose "Full Conversion" then Column BA (AMOUNT) and Column BB (TAXES) BOTH values will be convert based on selected Currency in (Column L). 2. If you choose "Partial Conversion" then Column BA (AMOUNT) only will be converted based on selected currency (Column L) and Column BB (TAXES) value (INR) will be added to the converted values.
Note on K178: gepadmin: 1. If you choose "Full Conversion" then Column BA (AMOUNT) and Column BB (TAXES) BOTH values will be convert based on selected Currency in (Column L). 2. If you choose "Partial Conversion" then Column BA (AMOUNT) only will be converted based on selected currency (Column L) and Column BB (TAXES) value (INR) will be added to the converted values.
Note on K179: gepadmin: 1. If you choose "Full Conversion" then Column BA (AMOUNT) and Column BB (TAXES) BOTH values will be convert based on selected Currency in (Column L). 2. If you choose "Partial Conversion" then Column BA (AMOUNT) only will be converted based on selected currency (Column L) and Column BB (TAXES) value (INR) will be added to the converted values.
Note on K180: gepadmin: 1. If you choose "Full Conversion" then Column BA (AMOUNT) and Column BB (TAXES) BOTH values will be convert based on selected Currency in (Column L). 2. If you choose "Partial Conversion" then Column BA (AMOUNT) only will be converted based on selected currency (Column L) and Column BB (TAXES) value (INR) will be added to the converted values.
Note on K181: gepadmin: 1. If you choose "Full Conversion" then Column BA (AMOUNT) and Column BB (TAXES) BOTH values will be convert based on selected Currency in (Column L). 2. If you choose "Partial Conversion" then Column BA (AMOUNT) only will be converted based on selected currency (Column L) and Column BB (TAXES) value (INR) will be added to the converted values.
Note on K182: gepadmin: 1. If you choose "Full Conversion" then Column BA (AMOUNT) and Column BB (TAXES) BOTH values will be convert based on selected Currency in (Column L). 2. If you choose "Partial Conversion" then Column BA (AMOUNT) only will be converted based on selected currency (Column L) and Column BB (TAXES) value (INR) will be added to the converted values.
Note on K183: gepadmin: 1. If you choose "Full Conversion" then Column BA (AMOUNT) and Column BB (TAXES) BOTH values will be convert based on selected Currency in (Column L). 2. If you choose "Partial Conversion" then Column BA (AMOUNT) only will be converted based on selected currency (Column L) and Column BB (TAXES) value (INR) will be added to the converted values.
Note on K184: gepadmin: 1. If you choose "Full Conversion" then Column BA (AMOUNT) and Column BB (TAXES) BOTH values will be convert based on selected Currency in (Column L). 2. If you choose "Partial Conversion" then Column BA (AMOUNT) only will be converted based on selected currency (Column L) and Column BB (TAXES) value (INR) will be added to the converted values.
Note on K185: gepadmin: 1. If you choose "Full Conversion" then Column BA (AMOUNT) and Column BB (TAXES) BOTH values will be convert based on selected Currency in (Column L). 2. If you choose "Partial Conversion" then Column BA (AMOUNT) only will be converted based on selected currency (Column L) and Column BB (TAXES) value (INR) will be added to the converted values.
Note on K186: gepadmin: 1. If you choose "Full Conversion" then Column BA (AMOUNT) and Column BB (TAXES) BOTH values will be convert based on selected Currency in (Column L). 2. If you choose "Partial Conversion" then Column BA (AMOUNT) only will be converted based on selected currency (Column L) and Column BB (TAXES) value (INR) will be added to the converted values.
Note on K187: gepadmin: 1. If you choose "Full Conversion" then Column BA (AMOUNT) and Column BB (TAXES) BOTH values will be convert based on selected Currency in (Column L). 2. If you choose "Partial Conversion" then Column BA (AMOUNT) only will be converted based on selected currency (Column L) and Column BB (TAXES) value (INR) will be added to the converted values.
Note on K188: gepadmin: 1. If you choose "Full Conversion" then Column BA (AMOUNT) and Column BB (TAXES) BOTH values will be convert based on selected Currency in (Column L). 2. If you choose "Partial Conversion" then Column BA (AMOUNT) only will be converted based on selected currency (Column L) and Column BB (TAXES) value (INR) will be added to the converted values.
Note on K189: gepadmin: 1. If you choose "Full Conversion" then Column BA (AMOUNT) and Column BB (TAXES) BOTH values will be convert based on selected Currency in (Column L). 2. If you choose "Partial Conversion" then Column BA (AMOUNT) only will be converted based on selected currency (Column L) and Column BB (TAXES) value (INR) will be added to the converted values.
Note on K190: gepadmin: 1. If you choose "Full Conversion" then Column BA (AMOUNT) and Column BB (TAXES) BOTH values will be convert based on selected Currency in (Column L). 2. If you choose "Partial Conversion" then Column BA (AMOUNT) only will be converted based on selected currency (Column L) and Column BB (TAXES) value (INR) will be added to the converted values.
Note on K191: gepadmin: 1. If you choose "Full Conversion" then Column BA (AMOUNT) and Column BB (TAXES) BOTH values will be convert based on selected Currency in (Column L). 2. If you choose "Partial Conversion" then Column BA (AMOUNT) only will be converted based on selected currency (Column L) and Column BB (TAXES) value (INR) will be added to the converted values.
Note on K192: gepadmin: 1. If you choose "Full Conversion" then Column BA (AMOUNT) and Column BB (TAXES) BOTH values will be convert based on selected Currency in (Column L). 2. If you choose "Partial Conversion" then Column BA (AMOUNT) only will be converted based on selected currency (Column L) and Column BB (TAXES) value (INR) will be added to the converted values.
Note on K193: gepadmin: 1. If you choose "Full Conversion" then Column BA (AMOUNT) and Column BB (TAXES) BOTH values will be convert based on selected Currency in (Column L). 2. If you choose "Partial Conversion" then Column BA (AMOUNT) only will be converted based on selected currency (Column L) and Column BB (TAXES) value (INR) will be added to the converted values.
Note on K194: gepadmin: 1. If you choose "Full Conversion" then Column BA (AMOUNT) and Column BB (TAXES) BOTH values will be convert based on selected Currency in (Column L). 2. If you choose "Partial Conversion" then Column BA (AMOUNT) only will be converted based on selected currency (Column L) and Column BB (TAXES) value (INR) will be added to the converted values.
Note on K196: gepadmin: 1. If you choose "Full Conversion" then Column BA (AMOUNT) and Column BB (TAXES) BOTH values will be convert based on selected Currency in (Column L). 2. If you choose "Partial Conversion" then Column BA (AMOUNT) only will be converted based on selected currency (Column L) and Column BB (TAXES) value (INR) will be added to the converted values.
Note on K197: gepadmin: 1. If you choose "Full Conversion" then Column BA (AMOUNT) and Column BB (TAXES) BOTH values will be convert based on selected Currency in (Column L). 2. If you choose "Partial Conversion" then Column BA (AMOUNT) only will be converted based on selected currency (Column L) and Column BB (TAXES) value (INR) will be added to the converted values.
Note on K198: gepadmin: 1. If you choose "Full Conversion" then Column BA (AMOUNT) and Column BB (TAXES) BOTH values will be convert based on selected Currency in (Column L). 2. If you choose "Partial Conversion" then Column BA (AMOUNT) only will be converted based on selected currency (Column L) and Column BB (TAXES) value (INR) will be added to the converted values.
Note on K199: gepadmin: 1. If you choose "Full Conversion" then Column BA (AMOUNT) and Column BB (TAXES) BOTH values will be convert based on selected Currency in (Column L). 2. If you choose "Partial Conversion" then Column BA (AMOUNT) only will be converted based on selected currency (Column L) and Column BB (TAXES) value (INR) will be added to the converted values.
Note on K200: gepadmin: 1. If you choose "Full Conversion" then Column BA (AMOUNT) and Column BB (TAXES) BOTH values will be convert based on selected Currency in (Column L). 2. If you choose "Partial Conversion" then Column BA (AMOUNT) only will be converted based on selected currency (Column L) and Column BB (TAXES) value (INR) will be added to the converted values.
Note on K201: gepadmin: 1. If you choose "Full Conversion" then Column BA (AMOUNT) and Column BB (TAXES) BOTH values will be convert based on selected Currency in (Column L). 2. If you choose "Partial Conversion" then Column BA (AMOUNT) only will be converted based on selected currency (Column L) and Column BB (TAXES) value (INR) will be added to the converted values.
Note on K202: gepadmin: 1. If you choose "Full Conversion" then Column BA (AMOUNT) and Column BB (TAXES) BOTH values will be convert based on selected Currency in (Column L). 2. If you choose "Partial Conversion" then Column BA (AMOUNT) only will be converted based on selected currency (Column L) and Column BB (TAXES) value (INR) will be added to the converted values.
Note on K203: gepadmin: 1. If you choose "Full Conversion" then Column BA (AMOUNT) and Column BB (TAXES) BOTH values will be convert based on selected Currency in (Column L). 2. If you choose "Partial Conversion" then Column BA (AMOUNT) only will be converted based on selected currency (Column L) and Column BB (TAXES) value (INR) will be added to the converted values.
Note on K204: gepadmin: 1. If you choose "Full Conversion" then Column BA (AMOUNT) and Column BB (TAXES) BOTH values will be convert based on selected Currency in (Column L). 2. If you choose "Partial Conversion" then Column BA (AMOUNT) only will be converted based on selected currency (Column L) and Column BB (TAXES) value (INR) will be added to the converted values.
Note on K205: gepadmin: 1. If you choose "Full Conversion" then Column BA (AMOUNT) and Column BB (TAXES) BOTH values will be convert based on selected Currency in (Column L). 2. If you choose "Partial Conversion" then Column BA (AMOUNT) only will be converted based on selected currency (Column L) and Column BB (TAXES) value (INR) will be added to the converted values.
Note on K206: gepadmin: 1. If you choose "Full Conversion" then Column BA (AMOUNT) and Column BB (TAXES) BOTH values will be convert based on selected Currency in (Column L). 2. If you choose "Partial Conversion" then Column BA (AMOUNT) only will be converted based on selected currency (Column L) and Column BB (TAXES) value (INR) will be added to the converted values.
Note on K207: gepadmin: 1. If you choose "Full Conversion" then Column BA (AMOUNT) and Column BB (TAXES) BOTH values will be convert based on selected Currency in (Column L). 2. If you choose "Partial Conversion" then Column BA (AMOUNT) only will be converted based on selected currency (Column L) and Column BB (TAXES) value (INR) will be added to the converted values.
Note on K208: gepadmin: 1. If you choose "Full Conversion" then Column BA (AMOUNT) and Column BB (TAXES) BOTH values will be convert based on selected Currency in (Column L). 2. If you choose "Partial Conversion" then Column BA (AMOUNT) only will be converted based on selected currency (Column L) and Column BB (TAXES) value (INR) will be added to the converted values.
Note on K209: gepadmin: 1. If you choose "Full Conversion" then Column BA (AMOUNT) and Column BB (TAXES) BOTH values will be convert based on selected Currency in (Column L). 2. If you choose "Partial Conversion" then Column BA (AMOUNT) only will be converted based on selected currency (Column L) and Column BB (TAXES) value (INR) will be added to the converted values.
Note on K210: gepadmin: 1. If you choose "Full Conversion" then Column BA (AMOUNT) and Column BB (TAXES) BOTH values will be convert based on selected Currency in (Column L). 2. If you choose "Partial Conversion" then Column BA (AMOUNT) only will be converted based on selected currency (Column L) and Column BB (TAXES) value (INR) will be added to the converted values.
Note on K211: gepadmin: 1. If you choose "Full Conversion" then Column BA (AMOUNT) and Column BB (TAXES) BOTH values will be convert based on selected Currency in (Column L). 2. If you choose "Partial Conversion" then Column BA (AMOUNT) only will be converted based on selected currency (Column L) and Column BB (TAXES) value (INR) will be added to the converted values.
Note on K212: gepadmin: 1. If you choose "Full Conversion" then Column BA (AMOUNT) and Column BB (TAXES) BOTH values will be convert based on selected Currency in (Column L). 2. If you choose "Partial Conversion" then Column BA (AMOUNT) only will be converted based on selected currency (Column L) and Column BB (TAXES) value (INR) will be added to the converted values.
Note on K213: gepadmin: 1. If you choose "Full Conversion" then Column BA (AMOUNT) and Column BB (TAXES) BOTH values will be convert based on selected Currency in (Column L). 2. If you choose "Partial Conversion" then Column BA (AMOUNT) only will be converted based on selected currency (Column L) and Column BB (TAXES) value (INR) will be added to the converted values.
Note on K214: gepadmin: 1. If you choose "Full Conversion" then Column BA (AMOUNT) and Column BB (TAXES) BOTH values will be convert based on selected Currency in (Column L). 2. If you choose "Partial Conversion" then Column BA (AMOUNT) only will be converted based on selected currency (Column L) and Column BB (TAXES) value (INR) will be added to the converted values.
Note on K215: gepadmin: 1. If you choose "Full Conversion" then Column BA (AMOUNT) and Column BB (TAXES) BOTH values will be convert based on selected Currency in (Column L). 2. If you choose "Partial Conversion" then Column BA (AMOUNT) only will be converted based on selected currency (Column L) and Column BB (TAXES) value (INR) will be added to the converted values.
Note on K216: gepadmin: 1. If you choose "Full Conversion" then Column BA (AMOUNT) and Column BB (TAXES) BOTH values will be convert based on selected Currency in (Column L). 2. If you choose "Partial Conversion" then Column BA (AMOUNT) only will be converted based on selected currency (Column L) and Column BB (TAXES) value (INR) will be added to the converted values.
Note on K217: gepadmin: 1. If you choose "Full Conversion" then Column BA (AMOUNT) and Column BB (TAXES) BOTH values will be convert based on selected Currency in (Column L). 2. If you choose "Partial Conversion" then Column BA (AMOUNT) only will be converted based on selected currency (Column L) and Column BB (TAXES) value (INR) will be added to the converted values.
Note on K218: gepadmin: 1. If you choose "Full Conversion" then Column BA (AMOUNT) and Column BB (TAXES) BOTH values will be convert based on selected Currency in (Column L). 2. If you choose "Partial Conversion" then Column BA (AMOUNT) only will be converted based on selected currency (Column L) and Column BB (TAXES) value (INR) will be added to the converted values.
Note on K219: gepadmin: 1. If you choose "Full Conversion" then Column BA (AMOUNT) and Column BB (TAXES) BOTH values will be convert based on selected Currency in (Column L). 2. If you choose "Partial Conversion" then Column BA (AMOUNT) only will be converted based on selected currency (Column L) and Column BB (TAXES) value (INR) will be added to the converted values.
Note on K220: gepadmin: 1. If you choose "Full Conversion" then Column BA (AMOUNT) and Column BB (TAXES) BOTH values will be convert based on selected Currency in (Column L). 2. If you choose "Partial Conversion" then Column BA (AMOUNT) only will be converted based on selected currency (Column L) and Column BB (TAXES) value (INR) will be added to the converted values.
Note on K221: gepadmin: 1. If you choose "Full Conversion" then Column BA (AMOUNT) and Column BB (TAXES) BOTH values will be convert based on selected Currency in (Column L). 2. If you choose "Partial Conversion" then Column BA (AMOUNT) only will be converted based on selected currency (Column L) and Column BB (TAXES) value (INR) will be added to the converted values.
Note on K222: gepadmin: 1. If you choose "Full Conversion" then Column BA (AMOUNT) and Column BB (TAXES) BOTH values will be convert based on selected Currency in (Column L). 2. If you choose "Partial Conversion" then Column BA (AMOUNT) only will be converted based on selected currency (Column L) and Column BB (TAXES) value (INR) will be added to the converted values.
Note on K223: gepadmin: 1. If you choose "Full Conversion" then Column BA (AMOUNT) and Column BB (TAXES) BOTH values will be convert based on selected Currency in (Column L). 2. If you choose "Partial Conversion" then Column BA (AMOUNT) only will be converted based on selected currency (Column L) and Column BB (TAXES) value (INR) will be added to the converted values.
Note on K224: gepadmin: 1. If you choose "Full Conversion" then Column BA (AMOUNT) and Column BB (TAXES) BOTH values will be convert based on selected Currency in (Column L). 2. If you choose "Partial Conversion" then Column BA (AMOUNT) only will be converted based on selected currency (Column L) and Column BB (TAXES) value (INR) will be added to the converted values.
Note on K225: gepadmin: 1. If you choose "Full Conversion" then Column BA (AMOUNT) and Column BB (TAXES) BOTH values will be convert based on selected Currency in (Column L). 2. If you choose "Partial Conversion" then Column BA (AMOUNT) only will be converted based on selected currency (Column L) and Column BB (TAXES) value (INR) will be added to the converted values.
Note on K226: gepadmin: 1. If you choose "Full Conversion" then Column BA (AMOUNT) and Column BB (TAXES) BOTH values will be convert based on selected Currency in (Column L). 2. If you choose "Partial Conversion" then Column BA (AMOUNT) only will be converted based on selected currency (Column L) and Column BB (TAXES) value (INR) will be added to the converted values.
Note on K227: gepadmin: 1. If you choose "Full Conversion" then Column BA (AMOUNT) and Column BB (TAXES) BOTH values will be convert based on selected Currency in (Column L). 2. If you choose "Partial Conversion" then Column BA (AMOUNT) only will be converted based on selected currency (Column L) and Column BB (TAXES) value (INR) will be added to the converted values.
Note on K228: gepadmin: 1. If you choose "Full Conversion" then Column BA (AMOUNT) and Column BB (TAXES) BOTH values will be convert based on selected Currency in (Column L). 2. If you choose "Partial Conversion" then Column BA (AMOUNT) only will be converted based on selected currency (Column L) and Column BB (TAXES) value (INR) will be added to the converted values.
Note on K229: gepadmin: 1. If you choose "Full Conversion" then Column BA (AMOUNT) and Column BB (TAXES) BOTH values will be convert based on selected Currency in (Column L). 2. If you choose "Partial Conversion" then Column BA (AMOUNT) only will be converted based on selected currency (Column L) and Column BB (TAXES) value (INR) will be added to the converted values.
Note on K230: gepadmin: 1. If you choose "Full Conversion" then Column BA (AMOUNT) and Column BB (TAXES) BOTH values will be convert based on selected Currency in (Column L). 2. If you choose "Partial Conversion" then Column BA (AMOUNT) only will be converted based on selected currency (Column L) and Column BB (TAXES) value (INR) will be added to the converted values.
Note on K231: gepadmin: 1. If you choose "Full Conversion" then Column BA (AMOUNT) and Column BB (TAXES) BOTH values will be convert based on selected Currency in (Column L). 2. If you choose "Partial Conversion" then Column BA (AMOUNT) only will be converted based on selected currency (Column L) and Column BB (TAXES) value (INR) will be added to the converted values.
Note on K232: gepadmin: 1. If you choose "Full Conversion" then Column BA (AMOUNT) and Column BB (TAXES) BOTH values will be convert based on selected Currency in (Column L). 2. If you choose "Partial Conversion" then Column BA (AMOUNT) only will be converted based on selected currency (Column L) and Column BB (TAXES) value (INR) will be added to the converted values.
Note on K233: gepadmin: 1. If you choose "Full Conversion" then Column BA (AMOUNT) and Column BB (TAXES) BOTH values will be convert based on selected Currency in (Column L). 2. If you choose "Partial Conversion" then Column BA (AMOUNT) only will be converted based on selected currency (Column L) and Column BB (TAXES) value (INR) will be added to the converted values.
Note on K234: gepadmin: 1. If you choose "Full Conversion" then Column BA (AMOUNT) and Column BB (TAXES) BOTH values will be convert based on selected Currency in (Column L). 2. If you choose "Partial Conversion" then Column BA (AMOUNT) only will be converted based on selected currency (Column L) and Column BB (TAXES) value (INR) will be added to the converted values.
Note on K235: gepadmin: 1. If you choose "Full Conversion" then Column BA (AMOUNT) and Column BB (TAXES) BOTH values will be convert based on selected Currency in (Column L). 2. If you choose "Partial Conversion" then Column BA (AMOUNT) only will be converted based on selected currency (Column L) and Column BB (TAXES) value (INR) will be added to the converted values.
Note on K236: gepadmin: 1. If you choose "Full Conversion" then Column BA (AMOUNT) and Column BB (TAXES) BOTH values will be convert based on selected Currency in (Column L). 2. If you choose "Partial Conversion" then Column BA (AMOUNT) only will be converted based on selected currency (Column L) and Column BB (TAXES) value (INR) will be added to the converted values.
Note on K237: gepadmin: 1. If you choose "Full Conversion" then Column BA (AMOUNT) and Column BB (TAXES) BOTH values will be convert based on selected Currency in (Column L). 2. If you choose "Partial Conversion" then Column BA (AMOUNT) only will be converted based on selected currency (Column L) and Column BB (TAXES) value (INR) will be added to the converted values.
Note on K238: gepadmin: 1. If you choose "Full Conversion" then Column BA (AMOUNT) and Column BB (TAXES) BOTH values will be convert based on selected Currency in (Column L). 2. If you choose "Partial Conversion" then Column BA (AMOUNT) only will be converted based on selected currency (Column L) and Column BB (TAXES) value (INR) will be added to the converted values.
Note on K240: gepadmin: 1. If you choose "Full Conversion" then Column BA (AMOUNT) and Column BB (TAXES) BOTH values will be convert based on selected Currency in (Column L). 2. If you choose "Partial Conversion" then Column BA (AMOUNT) only will be converted based on selected currency (Column L) and Column BB (TAXES) value (INR) will be added to the converted values.
Note on K241: gepadmin: 1. If you choose "Full Conversion" then Column BA (AMOUNT) and Column BB (TAXES) BOTH values will be convert based on selected Currency in (Column L). 2. If you choose "Partial Conversion" then Column BA (AMOUNT) only will be converted based on selected currency (Column L) and Column BB (TAXES) value (INR) will be added to the converted values.
Note on K242: gepadmin: 1. If you choose "Full Conversion" then Column BA (AMOUNT) and Column BB (TAXES) BOTH values will be convert based on selected Currency in (Column L). 2. If you choose "Partial Conversion" then Column BA (AMOUNT) only will be converted based on selected currency (Column L) and Column BB (TAXES) value (INR) will be added to the converted values.
Note on K243: gepadmin: 1. If you choose "Full Conversion" then Column BA (AMOUNT) and Column BB (TAXES) BOTH values will be convert based on selected Currency in (Column L). 2. If you choose "Partial Conversion" then Column BA (AMOUNT) only will be converted based on selected currency (Column L) and Column BB (TAXES) value (INR) will be added to the converted values.
Note on K244: gepadmin: 1. If you choose "Full Conversion" then Column BA (AMOUNT) and Column BB (TAXES) BOTH values will be convert based on selected Currency in (Column L). 2. If you choose "Partial Conversion" then Column BA (AMOUNT) only will be converted based on selected currency (Column L) and Column BB (TAXES) value (INR) will be added to the converted values.
Note on K245: gepadmin: 1. If you choose "Full Conversion" then Column BA (AMOUNT) and Column BB (TAXES) BOTH values will be convert based on selected Currency in (Column L). 2. If you choose "Partial Conversion" then Column BA (AMOUNT) only will be converted based on selected currency (Column L) and Column BB (TAXES) value (INR) will be added to the converted values.
Note on K246: gepadmin: 1. If you choose "Full Conversion" then Column BA (AMOUNT) and Column BB (TAXES) BOTH values will be convert based on selected Currency in (Column L). 2. If you choose "Partial Conversion" then Column BA (AMOUNT) only will be converted based on selected currency (Column L) and Column BB (TAXES) value (INR) will be added to the converted values.
Note on K247: gepadmin: 1. If you choose "Full Conversion" then Column BA (AMOUNT) and Column BB (TAXES) BOTH values will be convert based on selected Currency in (Column L). 2. If you choose "Partial Conversion" then Column BA (AMOUNT) only will be converted based on selected currency (Column L) and Column BB (TAXES) value (INR) will be added to the converted values.
Note on K248: gepadmin: 1. If you choose "Full Conversion" then Column BA (AMOUNT) and Column BB (TAXES) BOTH values will be convert based on selected Currency in (Column L). 2. If you choose "Partial Conversion" then Column BA (AMOUNT) only will be converted based on selected currency (Column L) and Column BB (TAXES) value (INR) will be added to the converted values.
Note on K249: gepadmin: 1. If you choose "Full Conversion" then Column BA (AMOUNT) and Column BB (TAXES) BOTH values will be convert based on selected Currency in (Column L). 2. If you choose "Partial Conversion" then Column BA (AMOUNT) only will be converted based on selected currency (Column L) and Column BB (TAXES) value (INR) will be added to the converted values.
Note on K250: gepadmin: 1. If you choose "Full Conversion" then Column BA (AMOUNT) and Column BB (TAXES) BOTH values will be convert based on selected Currency in (Column L). 2. If you choose "Partial Conversion" then Column BA (AMOUNT) only will be converted based on selected currency (Column L) and Column BB (TAXES) value (INR) will be added to the converted values.
Note on K251: gepadmin: 1. If you choose "Full Conversion" then Column BA (AMOUNT) and Column BB (TAXES) BOTH values will be convert based on selected Currency in (Column L). 2. If you choose "Partial Conversion" then Column BA (AMOUNT) only will be converted based on selected currency (Column L) and Column BB (TAXES) value (INR) will be added to the converted values.
Note on K252: gepadmin: 1. If you choose "Full Conversion" then Column BA (AMOUNT) and Column BB (TAXES) BOTH values will be convert based on selected Currency in (Column L). 2. If you choose "Partial Conversion" then Column BA (AMOUNT) only will be converted based on selected currency (Column L) and Column BB (TAXES) value (INR) will be added to the converted values.
Note on K253: gepadmin: 1. If you choose "Full Conversion" then Column BA (AMOUNT) and Column BB (TAXES) BOTH values will be convert based on selected Currency in (Column L). 2. If you choose "Partial Conversion" then Column BA (AMOUNT) only will be converted based on selected currency (Column L) and Column BB (TAXES) value (INR) will be added to the converted values.
Note on K254: gepadmin: 1. If you choose "Full Conversion" then Column BA (AMOUNT) and Column BB (TAXES) BOTH values will be convert based on selected Currency in (Column L). 2. If you choose "Partial Conversion" then Column BA (AMOUNT) only will be converted based on selected currency (Column L) and Column BB (TAXES) value (INR) will be added to the converted values.
Note on K255: gepadmin: 1. If you choose "Full Conversion" then Column BA (AMOUNT) and Column BB (TAXES) BOTH values will be convert based on selected Currency in (Column L). 2. If you choose "Partial Conversion" then Column BA (AMOUNT) only will be converted based on selected currency (Column L) and Column BB (TAXES) value (INR) will be added to the converted values.
Note on K256: gepadmin: 1. If you choose "Full Conversion" then Column BA (AMOUNT) and Column BB (TAXES) BOTH values will be convert based on selected Currency in (Column L). 2. If you choose "Partial Conversion" then Column BA (AMOUNT) only will be converted based on selected currency (Column L) and Column BB (TAXES) value (INR) will be added to the converted values.
Note on K257: gepadmin: 1. If you choose "Full Conversion" then Column BA (AMOUNT) and Column BB (TAXES) BOTH values will be convert based on selected Currency in (Column L). 2. If you choose "Partial Conversion" then Column BA (AMOUNT) only will be converted based on selected currency (Column L) and Column BB (TAXES) value (INR) will be added to the converted values.
Note on K258: gepadmin: 1. If you choose "Full Conversion" then Column BA (AMOUNT) and Column BB (TAXES) BOTH values will be convert based on selected Currency in (Column L). 2. If you choose "Partial Conversion" then Column BA (AMOUNT) only will be converted based on selected currency (Column L) and Column BB (TAXES) value (INR) will be added to the converted values.
Note on K259: gepadmin: 1. If you choose "Full Conversion" then Column BA (AMOUNT) and Column BB (TAXES) BOTH values will be convert based on selected Currency in (Column L). 2. If you choose "Partial Conversion" then Column BA (AMOUNT) only will be converted based on selected currency (Column L) and Column BB (TAXES) value (INR) will be added to the converted values.
Note on K260: gepadmin: 1. If you choose "Full Conversion" then Column BA (AMOUNT) and Column BB (TAXES) BOTH values will be convert based on selected Currency in (Column L). 2. If you choose "Partial Conversion" then Column BA (AMOUNT) only will be converted based on selected currency (Column L) and Column BB (TAXES) value (INR) will be added to the converted values.
Note on K261: gepadmin: 1. If you choose "Full Conversion" then Column BA (AMOUNT) and Column BB (TAXES) BOTH values will be convert based on selected Currency in (Column L). 2. If you choose "Partial Conversion" then Column BA (AMOUNT) only will be converted based on selected currency (Column L) and Column BB (TAXES) value (INR) will be added to the converted values.
Note on K262: gepadmin: 1. If you choose "Full Conversion" then Column BA (AMOUNT) and Column BB (TAXES) BOTH values will be convert based on selected Currency in (Column L). 2. If you choose "Partial Conversion" then Column BA (AMOUNT) only will be converted based on selected currency (Column L) and Column BB (TAXES) value (INR) will be added to the converted values.
Note on K263: gepadmin: 1. If you choose "Full Conversion" then Column BA (AMOUNT) and Column BB (TAXES) BOTH values will be convert based on selected Currency in (Column L). 2. If you choose "Partial Conversion" then Column BA (AMOUNT) only will be converted based on selected currency (Column L) and Column BB (TAXES) value (INR) will be added to the converted values.
Note on K264: gepadmin: 1. If you choose "Full Conversion" then Column BA (AMOUNT) and Column BB (TAXES) BOTH values will be convert based on selected Currency in (Column L). 2. If you choose "Partial Conversion" then Column BA (AMOUNT) only will be converted based on selected currency (Column L) and Column BB (TAXES) value (INR) will be added to the converted values.
Note on K265: gepadmin: 1. If you choose "Full Conversion" then Column BA (AMOUNT) and Column BB (TAXES) BOTH values will be convert based on selected Currency in (Column L). 2. If you choose "Partial Conversion" then Column BA (AMOUNT) only will be converted based on selected currency (Column L) and Column BB (TAXES) value (INR) will be added to the converted values.
Note on K266: gepadmin: 1. If you choose "Full Conversion" then Column BA (AMOUNT) and Column BB (TAXES) BOTH values will be convert based on selected Currency in (Column L). 2. If you choose "Partial Conversion" then Column BA (AMOUNT) only will be converted based on selected currency (Column L) and Column BB (TAXES) value (INR) will be added to the converted values.
Note on K267: gepadmin: 1. If you choose "Full Conversion" then Column BA (AMOUNT) and Column BB (TAXES) BOTH values will be convert based on selected Currency in (Column L). 2. If you choose "Partial Conversion" then Column BA (AMOUNT) only will be converted based on selected currency (Column L) and Column BB (TAXES) value (INR) will be added to the converted values.
Note on K268: gepadmin: 1. If you choose "Full Conversion" then Column BA (AMOUNT) and Column BB (TAXES) BOTH values will be convert based on selected Currency in (Column L). 2. If you choose "Partial Conversion" then Column BA (AMOUNT) only will be converted based on selected currency (Column L) and Column BB (TAXES) value (INR) will be added to the converted values.
Note on K269: gepadmin: 1. If you choose "Full Conversion" then Column BA (AMOUNT) and Column BB (TAXES) BOTH values will be convert based on selected Currency in (Column L). 2. If you choose "Partial Conversion" then Column BA (AMOUNT) only will be converted based on selected currency (Column L) and Column BB (TAXES) value (INR) will be added to the converted values.
Note on K270: gepadmin: 1. If you choose "Full Conversion" then Column BA (AMOUNT) and Column BB (TAXES) BOTH values will be convert based on selected Currency in (Column L). 2. If you choose "Partial Conversion" then Column BA (AMOUNT) only will be converted based on selected currency (Column L) and Column BB (TAXES) value (INR) will be added to the converted values.
Note on K271: gepadmin: 1. If you choose "Full Conversion" then Column BA (AMOUNT) and Column BB (TAXES) BOTH values will be convert based on selected Currency in (Column L). 2. If you choose "Partial Conversion" then Column BA (AMOUNT) only will be converted based on selected currency (Column L) and Column BB (TAXES) value (INR) will be added to the converted values.
Note on K272: gepadmin: 1. If you choose "Full Conversion" then Column BA (AMOUNT) and Column BB (TAXES) BOTH values will be convert based on selected Currency in (Column L). 2. If you choose "Partial Conversion" then Column BA (AMOUNT) only will be converted based on selected currency (Column L) and Column BB (TAXES) value (INR) will be added to the converted values.
Note on K273: gepadmin: 1. If you choose "Full Conversion" then Column BA (AMOUNT) and Column BB (TAXES) BOTH values will be convert based on selected Currency in (Column L). 2. If you choose "Partial Conversion" then Column BA (AMOUNT) only will be converted based on selected currency (Column L) and Column BB (TAXES) value (INR) will be added to the converted values.
Note on K274: gepadmin: 1. If you choose "Full Conversion" then Column BA (AMOUNT) and Column BB (TAXES) BOTH values will be convert based on selected Currency in (Column L). 2. If you choose "Partial Conversion" then Column BA (AMOUNT) only will be converted based on selected currency (Column L) and Column BB (TAXES) value (INR) will be added to the converted values.
Note on K275: gepadmin: 1. If you choose "Full Conversion" then Column BA (AMOUNT) and Column BB (TAXES) BOTH values will be convert based on selected Currency in (Column L). 2. If you choose "Partial Conversion" then Column BA (AMOUNT) only will be converted based on selected currency (Column L) and Column BB (TAXES) value (INR) will be added to the converted values.
Note on K276: gepadmin: 1. If you choose "Full Conversion" then Column BA (AMOUNT) and Column BB (TAXES) BOTH values will be convert based on selected Currency in (Column L). 2. If you choose "Partial Conversion" then Column BA (AMOUNT) only will be converted based on selected currency (Column L) and Column BB (TAXES) value (INR) will be added to the converted values.
Note on K277: gepadmin: 1. If you choose "Full Conversion" then Column BA (AMOUNT) and Column BB (TAXES) BOTH values will be convert based on selected Currency in (Column L). 2. If you choose "Partial Conversion" then Column BA (AMOUNT) only will be converted based on selected currency (Column L) and Column BB (TAXES) value (INR) will be added to the converted values.
Note on K278: gepadmin: 1. If you choose "Full Conversion" then Column BA (AMOUNT) and Column BB (TAXES) BOTH values will be convert based on selected Currency in (Column L). 2. If you choose "Partial Conversion" then Column BA (AMOUNT) only will be converted based on selected currency (Column L) and Column BB (TAXES) value (INR) will be added to the converted values.
Note on K279: gepadmin: 1. If you choose "Full Conversion" then Column BA (AMOUNT) and Column BB (TAXES) BOTH values will be convert based on selected Currency in (Column L). 2. If you choose "Partial Conversion" then Column BA (AMOUNT) only will be converted based on selected currency (Column L) and Column BB (TAXES) value (INR) will be added to the converted values.
Note on K280: gepadmin: 1. If you choose "Full Conversion" then Column BA (AMOUNT) and Column BB (TAXES) BOTH values will be convert based on selected Currency in (Column L). 2. If you choose "Partial Conversion" then Column BA (AMOUNT) only will be converted based on selected currency (Column L) and Column BB (TAXES) value (INR) will be added to the converted values.
Note on K281: gepadmin: 1. If you choose "Full Conversion" then Column BA (AMOUNT) and Column BB (TAXES) BOTH values will be convert based on selected Currency in (Column L). 2. If you choose "Partial Conversion" then Column BA (AMOUNT) only will be converted based on selected currency (Column L) and Column BB (TAXES) value (INR) will be added to the converted values.
Note on K282: gepadmin: 1. If you choose "Full Conversion" then Column BA (AMOUNT) and Column BB (TAXES) BOTH values will be convert based on selected Currency in (Column L). 2. If you choose "Partial Conversion" then Column BA (AMOUNT) only will be converted based on selected currency (Column L) and Column BB (TAXES) value (INR) will be added to the converted values.
Note on K283: gepadmin: 1. If you choose "Full Conversion" then Column BA (AMOUNT) and Column BB (TAXES) BOTH values will be convert based on selected Currency in (Column L). 2. If you choose "Partial Conversion" then Column BA (AMOUNT) only will be converted based on selected currency (Column L) and Column BB (TAXES) value (INR) will be added to the converted values.
Note on K286: gepadmin: 1. If you choose "Full Conversion" then Column BA (AMOUNT) and Column BB (TAXES) BOTH values will be convert based on selected Currency in (Column L). 2. If you choose "Partial Conversion" then Column BA (AMOUNT) only will be converted based on selected currency (Column L) and Column BB (TAXES) value (INR) will be added to the converted values.
Note on K287: gepadmin: 1. If you choose "Full Conversion" then Column BA (AMOUNT) and Column BB (TAXES) BOTH values will be convert based on selected Currency in (Column L). 2. If you choose "Partial Conversion" then Column BA (AMOUNT) only will be converted based on selected currency (Column L) and Column BB (TAXES) value (INR) will be added to the converted values.
Note on K288: gepadmin: 1. If you choose "Full Conversion" then Column BA (AMOUNT) and Column BB (TAXES) BOTH values will be convert based on selected Currency in (Column L). 2. If you choose "Partial Conversion" then Column BA (AMOUNT) only will be converted based on selected currency (Column L) and Column BB (TAXES) value (INR) will be added to the converted values.
Note on K289: gepadmin: 1. If you choose "Full Conversion" then Column BA (AMOUNT) and Column BB (TAXES) BOTH values will be convert based on selected Currency in (Column L). 2. If you choose "Partial Conversion" then Column BA (AMOUNT) only will be converted based on selected currency (Column L) and Column BB (TAXES) value (INR) will be added to the converted values.
Note on K290: gepadmin: 1. If you choose "Full Conversion" then Column BA (AMOUNT) and Column BB (TAXES) BOTH values will be convert based on selected Currency in (Column L). 2. If you choose "Partial Conversion" then Column BA (AMOUNT) only will be converted based on selected currency (Column L) and Column BB (TAXES) value (INR) will be added to the converted values.
Note on K291: gepadmin: 1. If you choose "Full Conversion" then Column BA (AMOUNT) and Column BB (TAXES) BOTH values will be convert based on selected Currency in (Column L). 2. If you choose "Partial Conversion" then Column BA (AMOUNT) only will be converted based on selected currency (Column L) and Column BB (TAXES) value (INR) will be added to the converted values.
Note on K292: gepadmin: 1. If you choose "Full Conversion" then Column BA (AMOUNT) and Column BB (TAXES) BOTH values will be convert based on selected Currency in (Column L). 2. If you choose "Partial Conversion" then Column BA (AMOUNT) only will be converted based on selected currency (Column L) and Column BB (TAXES) value (INR) will be added to the converted values.
Note on K293: gepadmin: 1. If you choose "Full Conversion" then Column BA (AMOUNT) and Column BB (TAXES) BOTH values will be convert based on selected Currency in (Column L). 2. If you choose "Partial Conversion" then Column BA (AMOUNT) only will be converted based on selected currency (Column L) and Column BB (TAXES) value (INR) will be added to the converted values.
Note on K294: gepadmin: 1. If you choose "Full Conversion" then Column BA (AMOUNT) and Column BB (TAXES) BOTH values will be convert based on selected Currency in (Column L). 2. If you choose "Partial Conversion" then Column BA (AMOUNT) only will be converted based on selected currency (Column L) and Column BB (TAXES) value (INR) will be added to the converted values.
Note on K295: gepadmin: 1. If you choose "Full Conversion" then Column BA (AMOUNT) and Column BB (TAXES) BOTH values will be convert based on selected Currency in (Column L). 2. If you choose "Partial Conversion" then Column BA (AMOUNT) only will be converted based on selected currency (Column L) and Column BB (TAXES) value (INR) will be added to the converted values.
Note on K296: gepadmin: 1. If you choose "Full Conversion" then Column BA (AMOUNT) and Column BB (TAXES) BOTH values will be convert based on selected Currency in (Column L). 2. If you choose "Partial Conversion" then Column BA (AMOUNT) only will be converted based on selected currency (Column L) and Column BB (TAXES) value (INR) will be added to the converted values.
Note on K297: gepadmin: 1. If you choose "Full Conversion" then Column BA (AMOUNT) and Column BB (TAXES) BOTH values will be convert based on selected Currency in (Column L). 2. If you choose "Partial Conversion" then Column BA (AMOUNT) only will be converted based on selected currency (Column L) and Column BB (TAXES) value (INR) will be added to the converted values.
Note on K298: gepadmin: 1. If you choose "Full Conversion" then Column BA (AMOUNT) and Column BB (TAXES) BOTH values will be convert based on selected Currency in (Column L). 2. If you choose "Partial Conversion" then Column BA (AMOUNT) only will be converted based on selected currency (Column L) and Column BB (TAXES) value (INR) will be added to the converted values.
Note on K299: gepadmin: 1. If you choose "Full Conversion" then Column BA (AMOUNT) and Column BB (TAXES) BOTH values will be convert based on selected Currency in (Column L). 2. If you choose "Partial Conversion" then Column BA (AMOUNT) only will be converted based on selected currency (Column L) and Column BB (TAXES) value (INR) will be added to the converted values.
Note on K300: gepadmin: 1. If you choose "Full Conversion" then Column BA (AMOUNT) and Column BB (TAXES) BOTH values will be convert based on selected Currency in (Column L). 2. If you choose "Partial Conversion" then Column BA (AMOUNT) only will be converted based on selected currency (Column L) and Column BB (TAXES) value (INR) will be added to the converted values.
Note on K301: gepadmin: 1. If you choose "Full Conversion" then Column BA (AMOUNT) and Column BB (TAXES) BOTH values will be convert based on selected Currency in (Column L). 2. If you choose "Partial Conversion" then Column BA (AMOUNT) only will be converted based on selected currency (Column L) and Column BB (TAXES) value (INR) will be added to the converted values.
Note on K302: gepadmin: 1. If you choose "Full Conversion" then Column BA (AMOUNT) and Column BB (TAXES) BOTH values will be convert based on selected Currency in (Column L). 2. If you choose "Partial Conversion" then Column BA (AMOUNT) only will be converted based on selected currency (Column L) and Column BB (TAXES) value (INR) will be added to the converted values.
Note on K303: gepadmin: 1. If you choose "Full Conversion" then Column BA (AMOUNT) and Column BB (TAXES) BOTH values will be convert based on selected Currency in (Column L). 2. If you choose "Partial Conversion" then Column BA (AMOUNT) only will be converted based on selected currency (Column L) and Column BB (TAXES) value (INR) will be added to the converted values.
Note on K304: gepadmin: 1. If you choose "Full Conversion" then Column BA (AMOUNT) and Column BB (TAXES) BOTH values will be convert based on selected Currency in (Column L). 2. If you choose "Partial Conversion" then Column BA (AMOUNT) only will be converted based on selected currency (Column L) and Column BB (TAXES) value (INR) will be added to the converted values.
Note on K305: gepadmin: 1. If you choose "Full Conversion" then Column BA (AMOUNT) and Column BB (TAXES) BOTH values will be convert based on selected Currency in (Column L). 2. If you choose "Partial Conversion" then Column BA (AMOUNT) only will be converted based on selected currency (Column L) and Column BB (TAXES) value (INR) will be added to the converted values.
Note on K306: gepadmin: 1. If you choose "Full Conversion" then Column BA (AMOUNT) and Column BB (TAXES) BOTH values will be convert based on selected Currency in (Column L). 2. If you choose "Partial Conversion" then Column BA (AMOUNT) only will be converted based on selected currency (Column L) and Column BB (TAXES) value (INR) will be added to the converted values.
Note on K307: gepadmin: 1. If you choose "Full Conversion" then Column BA (AMOUNT) and Column BB (TAXES) BOTH values will be convert based on selected Currency in (Column L). 2. If you choose "Partial Conversion" then Column BA (AMOUNT) only will be converted based on selected currency (Column L) and Column BB (TAXES) value (INR) will be added to the converted values.
Note on K308: gepadmin: 1. If you choose "Full Conversion" then Column BA (AMOUNT) and Column BB (TAXES) BOTH values will be convert based on selected Currency in (Column L). 2. If you choose "Partial Conversion" then Column BA (AMOUNT) only will be converted based on selected currency (Column L) and Column BB (TAXES) value (INR) will be added to the converted values.
Note on K309: gepadmin: 1. If you choose "Full Conversion" then Column BA (AMOUNT) and Column BB (TAXES) BOTH values will be convert based on selected Currency in (Column L). 2. If you choose "Partial Conversion" then Column BA (AMOUNT) only will be converted based on selected currency (Column L) and Column BB (TAXES) value (INR) will be added to the converted values.
Note on K310: gepadmin: 1. If you choose "Full Conversion" then Column BA (AMOUNT) and Column BB (TAXES) BOTH values will be convert based on selected Currency in (Column L). 2. If you choose "Partial Conversion" then Column BA (AMOUNT) only will be converted based on selected currency (Column L) and Column BB (TAXES) value (INR) will be added to the converted values.
Note on K311: gepadmin: 1. If you choose "Full Conversion" then Column BA (AMOUNT) and Column BB (TAXES) BOTH values will be convert based on selected Currency in (Column L). 2. If you choose "Partial Conversion" then Column BA (AMOUNT) only will be converted based on selected currency (Column L) and Column BB (TAXES) value (INR) will be added to the converted values.
Note on K312: gepadmin: 1. If you choose "Full Conversion" then Column BA (AMOUNT) and Column BB (TAXES) BOTH values will be convert based on selected Currency in (Column L). 2. If you choose "Partial Conversion" then Column BA (AMOUNT) only will be converted based on selected currency (Column L) and Column BB (TAXES) value (INR) will be added to the converted values.
Note on K313: gepadmin: 1. If you choose "Full Conversion" then Column BA (AMOUNT) and Column BB (TAXES) BOTH values will be convert based on selected Currency in (Column L). 2. If you choose "Partial Conversion" then Column BA (AMOUNT) only will be converted based on selected currency (Column L) and Column BB (TAXES) value (INR) will be added to the converted values.
Note on K314: gepadmin: 1. If you choose "Full Conversion" then Column BA (AMOUNT) and Column BB (TAXES) BOTH values will be convert based on selected Currency in (Column L). 2. If you choose "Partial Conversion" then Column BA (AMOUNT) only will be converted based on selected currency (Column L) and Column BB (TAXES) value (INR) will be added to the converted values.
Note on K315: gepadmin: 1. If you choose "Full Conversion" then Column BA (AMOUNT) and Column BB (TAXES) BOTH values will be convert based on selected Currency in (Column L). 2. If you choose "Partial Conversion" then Column BA (AMOUNT) only will be converted based on selected currency (Column L) and Column BB (TAXES) value (INR) will be added to the converted values.
Note on K316: gepadmin: 1. If you choose "Full Conversion" then Column BA (AMOUNT) and Column BB (TAXES) BOTH values will be convert based on selected Currency in (Column L). 2. If you choose "Partial Conversion" then Column BA (AMOUNT) only will be converted based on selected currency (Column L) and Column BB (TAXES) value (INR) will be added to the converted values.
Note on K317: gepadmin: 1. If you choose "Full Conversion" then Column BA (AMOUNT) and Column BB (TAXES) BOTH values will be convert based on selected Currency in (Column L). 2. If you choose "Partial Conversion" then Column BA (AMOUNT) only will be converted based on selected currency (Column L) and Column BB (TAXES) value (INR) will be added to the converted values.
Note on K318: gepadmin: 1. If you choose "Full Conversion" then Column BA (AMOUNT) and Column BB (TAXES) BOTH values will be convert based on selected Currency in (Column L). 2. If you choose "Partial Conversion" then Column BA (AMOUNT) only will be converted based on selected currency (Column L) and Column BB (TAXES) value (INR) will be added to the converted values.
Note on K319: gepadmin: 1. If you choose "Full Conversion" then Column BA (AMOUNT) and Column BB (TAXES) BOTH values will be convert based on selected Currency in (Column L). 2. If you choose "Partial Conversion" then Column BA (AMOUNT) only will be converted based on selected currency (Column L) and Column BB (TAXES) value (INR) will be added to the converted values.
Note on K320: gepadmin: 1. If you choose "Full Conversion" then Column BA (AMOUNT) and Column BB (TAXES) BOTH values will be convert based on selected Currency in (Column L). 2. If you choose "Partial Conversion" then Column BA (AMOUNT) only will be converted based on selected currency (Column L) and Column BB (TAXES) value (INR) will be added to the converted values.
Note on K321: gepadmin: 1. If you choose "Full Conversion" then Column BA (AMOUNT) and Column BB (TAXES) BOTH values will be convert based on selected Currency in (Column L). 2. If you choose "Partial Conversion" then Column BA (AMOUNT) only will be converted based on selected currency (Column L) and Column BB (TAXES) value (INR) will be added to the converted values.
Note on K322: gepadmin: 1. If you choose "Full Conversion" then Column BA (AMOUNT) and Column BB (TAXES) BOTH values will be convert based on selected Currency in (Column L). 2. If you choose "Partial Conversion" then Column BA (AMOUNT) only will be converted based on selected currency (Column L) and Column BB (TAXES) value (INR) will be added to the converted values.
Note on K323: gepadmin: 1. If you choose "Full Conversion" then Column BA (AMOUNT) and Column BB (TAXES) BOTH values will be convert based on selected Currency in (Column L). 2. If you choose "Partial Conversion" then Column BA (AMOUNT) only will be converted based on selected currency (Column L) and Column BB (TAXES) value (INR) will be added to the converted values.
Note on K324: gepadmin: 1. If you choose "Full Conversion" then Column BA (AMOUNT) and Column BB (TAXES) BOTH values will be convert based on selected Currency in (Column L). 2. If you choose "Partial Conversion" then Column BA (AMOUNT) only will be converted based on selected currency (Column L) and Column BB (TAXES) value (INR) will be added to the converted values.
Note on K325: gepadmin: 1. If you choose "Full Conversion" then Column BA (AMOUNT) and Column BB (TAXES) BOTH values will be convert based on selected Currency in (Column L). 2. If you choose "Partial Conversion" then Column BA (AMOUNT) only will be converted based on selected currency (Column L) and Column BB (TAXES) value (INR) will be added to the converted values.
Note on K326: gepadmin: 1. If you choose "Full Conversion" then Column BA (AMOUNT) and Column BB (TAXES) BOTH values will be convert based on selected Currency in (Column L). 2. If you choose "Partial Conversion" then Column BA (AMOUNT) only will be converted based on selected currency (Column L) and Column BB (TAXES) value (INR) will be added to the converted values.
Note on K327: gepadmin: 1. If you choose "Full Conversion" then Column BA (AMOUNT) and Column BB (TAXES) BOTH values will be convert based on selected Currency in (Column L). 2. If you choose "Partial Conversion" then Column BA (AMOUNT) only will be converted based on selected currency (Column L) and Column BB (TAXES) value (INR) will be added to the converted values.
Note on K328: gepadmin: 1. If you choose "Full Conversion" then Column BA (AMOUNT) and Column BB (TAXES) BOTH values will be convert based on selected Currency in (Column L). 2. If you choose "Partial Conversion" then Column BA (AMOUNT) only will be converted based on selected currency (Column L) and Column BB (TAXES) value (INR) will be added to the converted values.
Note on K329: gepadmin: 1. If you choose "Full Conversion" then Column BA (AMOUNT) and Column BB (TAXES) BOTH values will be convert based on selected Currency in (Column L). 2. If you choose "Partial Conversion" then Column BA (AMOUNT) only will be converted based on selected currency (Column L) and Column BB (TAXES) value (INR) will be added to the converted values.
Note on K331: gepadmin: 1. If you choose "Full Conversion" then Column BA (AMOUNT) and Column BB (TAXES) BOTH values will be convert based on selected Currency in (Column L). 2. If you choose "Partial Conversion" then Column BA (AMOUNT) only will be converted based on selected currency (Column L) and Column BB (TAXES) value (INR) will be added to the converted values.
Note on K332: gepadmin: 1. If you choose "Full Conversion" then Column BA (AMOUNT) and Column BB (TAXES) BOTH values will be convert based on selected Currency in (Column L). 2. If you choose "Partial Conversion" then Column BA (AMOUNT) only will be converted based on selected currency (Column L) and Column BB (TAXES) value (INR) will be added to the converted values.
Note on K333: gepadmin: 1. If you choose "Full Conversion" then Column BA (AMOUNT) and Column BB (TAXES) BOTH values will be convert based on selected Currency in (Column L). 2. If you choose "Partial Conversion" then Column BA (AMOUNT) only will be converted based on selected currency (Column L) and Column BB (TAXES) value (INR) will be added to the converted values.
Note on K334: gepadmin: 1. If you choose "Full Conversion" then Column BA (AMOUNT) and Column BB (TAXES) BOTH values will be convert based on selected Currency in (Column L). 2. If you choose "Partial Conversion" then Column BA (AMOUNT) only will be converted based on selected currency (Column L) and Column BB (TAXES) value (INR) will be added to the converted values.
Note on K335: gepadmin: 1. If you choose "Full Conversion" then Column BA (AMOUNT) and Column BB (TAXES) BOTH values will be convert based on selected Currency in (Column L). 2. If you choose "Partial Conversion" then Column BA (AMOUNT) only will be converted based on selected currency (Column L) and Column BB (TAXES) value (INR) will be added to the converted values.
Note on K336: gepadmin: 1. If you choose "Full Conversion" then Column BA (AMOUNT) and Column BB (TAXES) BOTH values will be convert based on selected Currency in (Column L). 2. If you choose "Partial Conversion" then Column BA (AMOUNT) only will be converted based on selected currency (Column L) and Column BB (TAXES) value (INR) will be added to the converted values.
Note on K337: gepadmin: 1. If you choose "Full Conversion" then Column BA (AMOUNT) and Column BB (TAXES) BOTH values will be convert based on selected Currency in (Column L). 2. If you choose "Partial Conversion" then Column BA (AMOUNT) only will be converted based on selected currency (Column L) and Column BB (TAXES) value (INR) will be added to the converted values.
Note on K338: gepadmin: 1. If you choose "Full Conversion" then Column BA (AMOUNT) and Column BB (TAXES) BOTH values will be convert based on selected Currency in (Column L). 2. If you choose "Partial Conversion" then Column BA (AMOUNT) only will be converted based on selected currency (Column L) and Column BB (TAXES) value (INR) will be added to the converted values.
Validate
Print
Help

## Macros
Please Enable Macros to View BoQ information