## BoQ1 (hidden)
Percentage BoQ
BoQ_Ver3.1 | Percentage | Normal | INR Only | INR
Select, At Par, Excess (+), Less (-) |  | IOCL
Tender Inviting Authority: Superintending Engineer, IWD, IIT, Kanpur
Name of Work: Carrying out misc. minor civil maintenace work of Zone-III
Contract No: 32/C/D3/2022-23
Name of the Bidder/ Bidding Firm / Company :
PRICE SCHEDULE (This BOQ template must not be modified/replaced by the bidder and the same should be uploaded after filling the relevant columns, else the bidder is liable to be rejected for this tender. Bidders are allowed to enter the Bidder Name and Values only )
NUMBER # | TEXT # | TEXT # | NUMBER # | TEXT # | NUMBER | NUMBER | TEXT | TEXT # | NUMBER # | TEXT# | TEXT # | NUMBER # | NUMBER | NUMBER | NUMBER | NUMBER | TEXT | TEXT | NUMBER | NUMBER | NUMBER | NUMBER | TEXT | TEXT | NUMBER | NUMBER | NUMBER | NUMBER | TEXT | TEXT | NUMBER | NUMBER | NUMBER | NUMBER | TEXT | TEXT | NUMBER | NUMBER | NUMBER | NUMBER | TEXT | TEXT | NUMBER | NUMBER | NUMBER # | NUMBER # | TEXT | TEXT | NUMBER # | NUMBER # | DATE | NUMBER # | NUMBER # | TEXT #
Sl. No. | Item Description | Item Code / Make | Quantity | Units | Estimated Rate in Rs. P |  |  | Addition / Deduction | Addition / Deduction Values | Currency Convertion against each Item | Quoted Currency in INR / Other Currency | BASIC RATE In Figures To be entered by the Bidder Rs. P | Excise Duty | VAT | Freight Charges ( Unloading & Stacking) | Any Other Taxes/Duties/Levies |  |  | Other Taxes 2 | IIIrd Party i.e DGS&D / RITES etc Inspection Charges @0.34%+Service Tax | Less for Cenvat Credit,if any respect of Supplies Under full Excise Duty Category | [30 empty] | TOTAL AMOUNT Without Taxes in Rs. P | TOTAL AMOUNT With Taxes | TOTAL AMOUNT In Words
1 | 2 | 3 | 4 | 5 | 6 | 7 | 8 | 9 | 10 | 11 | 12 | 13 | 14 | 15 | 16 | 17 | 18 | 19 | 20 | 21 | 22 | 23 | 24 | 25 | 26 | 27 | 28 | 29 | 30 | 31 | 32 | 33 | 34 | 35 | 36 | 37 | 38 | 39 | 40 | 41 | 42 | 43 | 44 | 45 | 46 | 47 | 48 | 49 | 50 | 51 | 52 | 7 | 54 | 8
1 | Carriage of Materials | [53 empty] | 1 | Carriage of Materials
1.01 | By Mechanical Transport including loading,unloading and stacking | [53 empty] | 1.01 | By Mechanical Transport including loading,unloading and stacking
1.02 | Lime, moorum, building rubbish Lead - 2 km |  | 50 | cum | 143.08 |  |  | Excess(+) | 1 | Full Conversion | INR | [40 empty] | #VALUE! | #VALUE! | #VALUE! | 1.02 | Lime, moorum, building rubbish Lead - 2 km | 50 | cum
1.03 | Earth Lead - 2 km |  | 50 | cum | 178.85 |  |  | Excess(+) | 1 | Full Conversion | INR | [40 empty] | #VALUE! | #VALUE! | #VALUE! | 1.03 | Earth Lead - 2 km | 50 | cum
2 | EARTH WORK | [53 empty] | 2 | EARTH WORK
2.01 | Earth work in surface excavation not exceeding 30 cm in depth but exceeding 1.5 m in width as well as 10 sqm on plan including getting out and disposal of excavated earth upto 50 m and lift upto 1.5 m, as directed by Engineer-in- Charge: | [53 empty] | 2.01 | Earth work in surface excavation not exceeding 30 cm in depth but exceeding 1.5 m in width as well as 10 sqm on plan including getting out and disposal of excavated earth upto 50 m and lift upto 1.5 m, as directed by Engineer-in- Charge:
2.02 | All kinds of soil |  | 10 | sqm | 93.82 |  |  | Excess(+) | 1 | Full Conversion | INR | [40 empty] | #VALUE! | #VALUE! | #VALUE! | 2.02 | All kinds of soil | 10 | sqm
2.03 | Earth work in excavation by mechanical means (Hydraulic excavator)/manual means over areas (exceeding 30 cm in depth, 1.5 m in width as well as 10 sqm on plan) including getting out and disposal of excavated earth lead upto 50 m and lift upto 1.5 m, as directed by Engineer-in-charge. | [53 empty] | 2.03 | Earth work in excavation by mechanical means (Hydraulic excavator)/manual means over areas (exceeding 30 cm in depth, 1.5 m in width as well as 10 sqm on plan) including getting out and disposal of excavated earth lead upto 50 m and lift upto 1.5 m, as directed by Engineer-in-charge.
2.04 | All kinds of soil |  | 10 | cum | 180.14 |  |  | Excess(+) | 1 | Full Conversion | INR | [40 empty] | #VALUE! | #VALUE! | #VALUE! | 2.04 | All kinds of soil | 10 | cum
2.05 | Earth work in excavation by mechanical means (Hydraulic excavator) / manual means in foundation trenches or drains (not exceeding 1.5 m in width or 10 sqm on plan), including dressing of sides and ramming of bottoms, lift upto 1.5 m, including getting out the excavated soil and disposal of surplus excavated soil as directed, within a lead of 50 m. | [53 empty] | 2.05 | Earth work in excavation by mechanical means (Hydraulic excavator) / manual means in foundation trenches or drains (not exceeding 1.5 m in width or 10 sqm on plan), including dressing of sides and ramming of bottoms, lift upto 1.5 m, including getting out the excavated soil and disposal of surplus excavated soil as directed, within a lead of 50 m.
2.06 | All kinds of soil. |  | 10 | cum | 251.51 |  |  | Excess(+) | 1 | Full Conversion | INR | [40 empty] | #VALUE! | #VALUE! | #VALUE! | 2.06 | All kinds of soil. | 10 | cum
2.07 | Excavating trenches of required width for pipes, cables, etc including excavation for sockets, and dressing of sides, ramming of bottoms, depth upto 1.5 m, including getting out the excavated soil, and then returning the soil as required, in layers not exceeding 20 cm in depth, including consolidating each deposited layer by ramming, watering, etc. and disposing of surplus excavated soil as directed, within a lead of 50 m : | [53 empty] | 2.07 | Excavating trenches of required width for pipes, cables, etc including excavation for sockets, and dressing of sides, ramming of bottoms, depth upto 1.5 m, including getting out the excavated soil, and then returning the soil as required, in layers not exceeding 20 cm in depth, including consolidating each deposited layer by ramming, watering, etc. and disposing of surplus excavated soil as directed, within a lead of 50 m :
2.08 | All kinds of soil | [53 empty] | 2.08 | All kinds of soil
2.09 | Pipes, cables etc. exceeding 80 mm dia. But not exceeding 300 mm dia |  | 10 | metre | 365.94 |  |  | Excess(+) | 1 | Full Conversion | INR | [40 empty] | #VALUE! | #VALUE! | #VALUE! | 2.09 | Pipes, cables etc. exceeding 80 mm dia. But not exceeding 300 mm dia | 10 | metre
2.1 | Pipes, cables etc. exceeding 300 mm dia but not exceeding 600 mm |  | 5 | metre | 571.28 |  |  | Excess(+) | 1 | Full Conversion | INR | [40 empty] | #VALUE! | #VALUE! | #VALUE! | 2.1 | Pipes, cables etc. exceeding 300 mm dia but not exceeding 600 mm | 5 | metre
2.11 | Filling available excavated earth (excluding rock) in trenches, plinth, sides of foundations etc. in layers not exceeding 20cm in depth, consolidating each deposited layer by ramming and watering, lead up to 50 m and lift upto 1.5 m. |  | 50 | cum | 222.67 |  |  | Excess(+) | 1 | Full Conversion | INR | [40 empty] | #VALUE! | #VALUE! | #VALUE! | 2.11 | Filling available excavated earth (excluding rock) in trenches, plinth, sides of foundations etc. in layers not exceeding 20cm in depth, consolidating each deposited layer by ramming and watering, lead up to 50 m and lift upto 1.5 m. | 50 | cum
2.12 | Excavating, supplying and filling of local earth (including royalty) by mechanical transport upto a lead of 5km also including ramming and watering of the earth in layers not exceeding 20 cm in trenches, plinth, sides of foundation etc. complete. |  | 20 | cum | 323.24 |  |  | Excess(+) | 1 | Full Conversion | INR | [40 empty] | #VALUE! | #VALUE! | #VALUE! | 2.12 | Excavating, supplying and filling of local earth (including royalty) by mechanical transport upto a lead of 5km also including ramming and watering of the earth in layers not exceeding 20 cm in trenches, plinth, sides of foundation etc. complete. | 20 | cum
2.13 | Supplying and filling in plinth with sand under floors, including watering, ramming, consolidating and dressing complete. |  | 2 | cum | 1894.96 |  |  | Excess(+) | 1 | Full Conversion | INR | [40 empty] | #VALUE! | #VALUE! | #VALUE! | 2.13 | Supplying and filling in plinth with sand under floors, including watering, ramming, consolidating and dressing complete. | 2 | cum
2.14 | Surface dressing of the ground including removing vegetation and in-equalities not exceeding 15 cm deep and disposal of rubbish, lead up to 50 m and lift up to 1.5 m. | [53 empty] | 2.14 | Surface dressing of the ground including removing vegetation and in-equalities not exceeding 15 cm deep and disposal of rubbish, lead up to 50 m and lift up to 1.5 m.
2.15 | All kinds of soil |  | 50 | sqm | 24.68 |  |  | Excess(+) | 1 | Full Conversion | INR | [40 empty] | #VALUE! | #VALUE! | #VALUE! | 2.15 | All kinds of soil | 50 | sqm
2.16 | Excavating holes more than 0.10 cum & upto 0.5 cum including getting out the excavated soil, then returning the soil as required in layers not exceeding 20cm in depth, including consolidating each deposited layer by ramming, watering etc, disposing of surplus excavated soil, as directed within a lead of 50 m and lift upto 1.5 m. | [53 empty] | 2.16 | Excavating holes more than 0.10 cum & upto 0.5 cum including getting out the excavated soil, then returning the soil as required in layers not exceeding 20cm in depth, including consolidating each deposited layer by ramming, watering etc, disposing of surplus excavated soil, as directed within a lead of 50 m and lift upto 1.5 m.
2.17 | All kinds of soil |  | 10 | each | 78.83 |  |  | Excess(+) | 1 | Full Conversion | INR | [40 empty] | #VALUE! | #VALUE! | #VALUE! | 2.17 | All kinds of soil | 10 | each
3 | CEMENT CONCRETE (CAST IN SITU) | [53 empty] | 3 | CEMENT CONCRETE (CAST IN SITU)
3.01 | Providing and laying in position cement concrete of specified grade excluding the cost of centering and shuttering - All work up to plinth level : | [53 empty] | 3.01 | Providing and laying in position cement concrete of specified grade excluding the cost of centering and shuttering - All work up to plinth level :
3.02 | 1:2:4 (1 cement : 2 coarse sand (zone-III) derived from natural sources : 4 graded stone aggregate 20 mm nominal size derived from natural sources) |  | 1 | cum | 6457.83 |  |  | Excess(+) | 1 | Full Conversion | INR | [40 empty] | #VALUE! | #VALUE! | #VALUE! | 3.02 | 1:2:4 (1 cement : 2 coarse sand (zone-III) derived from natural sources : 4 graded stone aggregate 20 mm nominal size derived from natural sources) | 1 | cum
3.03 | 1:3:6 (1 Cement : 3 coarse sand (zone-III) derived from natural sources : 6 graded stone aggregate 20 mm nominal size derived from natural sources) |  | 1 | cum | 5991.58 |  |  | Excess(+) | 1 | Full Conversion | INR | [40 empty] | #VALUE! | #VALUE! | #VALUE! | 3.03 | 1:3:6 (1 Cement : 3 coarse sand (zone-III) derived from natural sources : 6 graded stone aggregate 20 mm nominal size derived from natural sources) | 1 | cum
3.04 | 1:5:10 (1 cement : 5 coarse sand (zone-III) derived from natural sources : 10 graded stone aggregate 40 mm nominal size derived from natural sources) |  | 1 | cum | 5305.26 |  |  | Excess(+) | 1 | Full Conversion | INR | [40 empty] | #VALUE! | #VALUE! | #VALUE! | 3.04 | 1:5:10 (1 cement : 5 coarse sand (zone-III) derived from natural sources : 10 graded stone aggregate 40 mm nominal size derived from natural sources) | 1 | cum
3.05 | Providing and laying cement concrete in retaining walls, return walls, walls (any thickness) including attached pilasters, columns, piers, abutments, pillars, posts, struts, buttresses, string or lacing courses, parapets, coping, bed blocks, anchor blocks, plain window sills, fillets, sunken floor etc., up to floor five level, excluding the cost of centering, shuttering and finishing: | [53 empty] | 3.05 | Providing and laying cement concrete in retaining walls, return walls, walls (any thickness) including attached pilasters, columns, piers, abutments, pillars, posts, struts, buttresses, string or lacing courses, parapets, coping, bed blocks, anchor blocks, plain window sills, fillets, sunken floor etc., up to floor five level, excluding the cost of centering, shuttering and finishing:
3.06 | 1:2:4 (1 Cement : 2 coarse sand (zone-III) derived from natural sources : 4 graded stone aggregate 20 mm nominal size derived from natural sources) |  | 1 | cum | 8220.25 |  |  | Excess(+) | 1 | Full Conversion | INR | [40 empty] | #VALUE! | #VALUE! | #VALUE! | 3.06 | 1:2:4 (1 Cement : 2 coarse sand (zone-III) derived from natural sources : 4 graded stone aggregate 20 mm nominal size derived from natural sources) | 1 | cum
3.07 | Centering and shuttering including strutting, propping etc. and removal of form work for : | [53 empty] | 3.07 | Centering and shuttering including strutting, propping etc. and removal of form work for :
3.08 | Foundations, footings, bases for columns |  | 5 | sqm | 270.01 |  |  | Excess(+) | 1 | Full Conversion | INR | [40 empty] | #VALUE! | #VALUE! | #VALUE! | 3.08 | Foundations, footings, bases for columns | 5 | sqm
3.09 | Retaining walls, return walls, walls (any thickness) including attached pilasters, buttresses, plinth and string courses fillets, kerbs and steps etc. |  | 5 | sqm | 587.07 |  |  | Excess(+) | 1 | Full Conversion | INR | [40 empty] | #VALUE! | #VALUE! | #VALUE! | 3.09 | Retaining walls, return walls, walls (any thickness) including attached pilasters, buttresses, plinth and string courses fillets, kerbs and steps etc. | 5 | sqm
3.1 | Columns, piers, abutments, pillars, posts and struts |  | 5 | sqm | 705.17 |  |  | Excess(+) | 1 | Full Conversion | INR | [40 empty] | #VALUE! | #VALUE! | #VALUE! | 3.1 | Columns, piers, abutments, pillars, posts and struts | 5 | sqm
3.11 | Extra for providing and mixing water proofing material in cement concrete work in doses by weight of cement as per manufacturer's specification. |  | 1 | per 50kg cement | 50.11 |  |  | Excess(+) | 1 | Full Conversion | INR | [40 empty] | #VALUE! | #VALUE! | #VALUE! | 3.11 | Extra for providing and mixing water proofing material in cement concrete work in doses by weight of cement as per manufacturer's specification. | 1 | per 50kg cement
3.12 | Providing & applying a coat of residual petroleum bitumen of grade of VG-10 of approved quality using 1.7kg per square metre on damp proof course after cleaning the surface with brushes and finally with apiece of cloth lightly soaked in kerosene oil. |  | 1 | sqm | 99.82 |  |  | Excess(+) | 1 | Full Conversion | INR | [40 empty] | #VALUE! | #VALUE! | #VALUE! | 3.12 | Providing & applying a coat of residual petroleum bitumen of grade of VG-10 of approved quality using 1.7kg per square metre on damp proof course after cleaning the surface with brushes and finally with apiece of cloth lightly soaked in kerosene oil. | 1 | sqm
3.13 | Making plinth protection 50mm thick of cement concrete 1:3:6 (1 cement : 3 coarse sand (zone-III) derived from natural sources : 6 graded stone aggregate 20 mm nominal size derived from natural sources) over 75mm thick bed of dry brick ballast 40 mm nominal size, well rammed and consolidated and grouted with fine sand, including necessary excavation, levelling & dressing & finishing the top smooth. |  | 20 | sqm | 597.68 |  |  | Excess(+) | 1 | Full Conversion | INR | [40 empty] | #VALUE! | #VALUE! | #VALUE! | 3.13 | Making plinth protection 50mm thick of cement concrete 1:3:6 (1 cement : 3 coarse sand (zone-III) derived from natural sources : 6 graded stone aggregate 20 mm nominal size derived from natural sources) over 75mm thick bed of dry brick ballast 40 mm nominal size, well rammed and consolidated and grouted with fine sand, including necessary excavation, levelling & dressing & finishing the top smooth. | 20 | sqm
4 | REINFORCED CEMENT CONCRETE | [53 empty] | 4 | REINFORCED CEMENT CONCRETE
4.01 | Providing and laying in position specified grade of reinforced cement concrete, excluding the cost of centering, shuttering, finishing and reinforcement - All work up to plinth level : | [53 empty] | 4.01 | Providing and laying in position specified grade of reinforced cement concrete, excluding the cost of centering, shuttering, finishing and reinforcement - All work up to plinth level :
4.02 | 1:1.5:3 (1 cement : 1.5 coarse sand (zone-III) derived from natural sources : 3 graded stone aggregate 20 mm nominal size de rived from natural sources) |  | 1 | cum | 7333.8 |  |  | Excess(+) | 1 | Full Conversion | INR | [40 empty] | #VALUE! | #VALUE! | #VALUE! | 4.02 | 1:1.5:3 (1 cement : 1.5 coarse sand (zone-III) derived from natural sources : 3 graded stone aggregate 20 mm nominal size de rived from natural sources) | 1 | cum
4.03 | 1:2:4 (1 cement : 2 coarse sand (zone-III) derived from natural sources : 4 graded stone aggregate 20 mm nominal size de rived from natural sources) |  | 1 | cum | 6966.81 |  |  | Excess(+) | 1 | Full Conversion | INR | [40 empty] | #VALUE! | #VALUE! | #VALUE! | 4.03 | 1:2:4 (1 cement : 2 coarse sand (zone-III) derived from natural sources : 4 graded stone aggregate 20 mm nominal size de rived from natural sources) | 1 | cum
4.04 | Reinforced cement concrete work in walls (any thickness), including attached pilasters, buttresses, plinth and string courses, fillets, columns, pillars, piers, abutments, posts and struts etc. above plinth level up to floor five level, excluding cost of centering, shuttering, finishing and reinforcement : | [53 empty] | 4.04 | Reinforced cement concrete work in walls (any thickness), including attached pilasters, buttresses, plinth and string courses, fillets, columns, pillars, piers, abutments, posts and struts etc. above plinth level up to floor five level, excluding cost of centering, shuttering, finishing and reinforcement :
4.05 | 1:1.5:3 (1 cement : 1.5 coarse sand(zone-III) derived from natu- ral sources : 3 graded stone aggregate 20 mm nominal size derived from natural sources) |  | 2 | cum | 8930.34 |  |  | Excess(+) | 1 | Full Conversion | INR | [40 empty] | #VALUE! | #VALUE! | #VALUE! | 4.05 | 1:1.5:3 (1 cement : 1.5 coarse sand(zone-III) derived from natu- ral sources : 3 graded stone aggregate 20 mm nominal size derived from natural sources) | 2 | cum
4.06 | Reinforced cement concrete work in beams, suspended floors, roofs having slope up to 15° landings, balconies, shelves, chajjas, lintels, bands, plain window sills, staircases and spiral stair cases above plinth level up to floor five level, excluding the cost of centering, shuttering, finishing and reinforcement with 1:1.5:3 (1 cement : 1.5 coarse sand(zone-III) derived from natural sources : 3 graded stone aggregate 20 mm nominal size derived from natural sources). |  | 2 | cum | 9398.77 |  |  | Excess(+) | 1 | Full Conversion | INR | [40 empty] | #VALUE! | #VALUE! | #VALUE! | 4.06 | Reinforced cement concrete work in beams, suspended floors, roofs having slope up to 15° landings, balconies, shelves, chajjas, lintels, bands, plain window sills, staircases and spiral stair cases above plinth level up to floor five level, excluding the cost of centering, shuttering, finishing and reinforcement with 1:1.5:3 (1 cement : 1.5 coarse sand(zone-III) derived from natural sources : 3 graded stone aggregate 20 mm nominal size derived from natural sources). | 2 | cum
4.07 | Centering and shuttering including strutting, propping etc. and removal of form for | [53 empty] | 4.07 | Centering and shuttering including strutting, propping etc. and removal of form for
4.08 | Foundations, footings, bases of columns, etc. for mass concrete |  | 10 | sqm | 270.01 |  |  | Excess(+) | 1 | Full Conversion | INR | [40 empty] | #VALUE! | #VALUE! | #VALUE! | 4.08 | Foundations, footings, bases of columns, etc. for mass concrete | 10 | sqm
4.09 | Walls (any thickness) including attached pilasters, butteresses, plinth and string courses etc. |  | 10 | sqm | 587.07 |  |  | Excess(+) | 1 | Full Conversion | INR | [40 empty] | #VALUE! | #VALUE! | #VALUE! | 4.09 | Walls (any thickness) including attached pilasters, butteresses, plinth and string courses etc. | 10 | sqm
4.1 | Suspended floors, roofs, landings, balconies and access platform |  | 5 | sqm | 672.12 |  |  | Excess(+) | 1 | Full Conversion | INR | [40 empty] | #VALUE! | #VALUE! | #VALUE! | 4.1 | Suspended floors, roofs, landings, balconies and access platform | 5 | sqm
4.11 | Shelves (Cast in situ) |  | 20 | sqm | 672.12 |  |  | Excess(+) | 1 | Full Conversion | INR | [40 empty] | #VALUE! | #VALUE! | #VALUE! | 4.11 | Shelves (Cast in situ) | 20 | sqm
4.12 | Lintels, beams, plinth beams, girders, bressumers and cantilevers |  | 5 | sqm | 533.41 |  |  | Excess(+) | 1 | Full Conversion | INR | [40 empty] | #VALUE! | #VALUE! | #VALUE! | 4.12 | Lintels, beams, plinth beams, girders, bressumers and cantilevers | 5 | sqm
4.13 | Columns, Pillars, Piers, Abutments, Posts and Struts |  | 5 | sqm | 705.17 |  |  | Excess(+) | 1 | Full Conversion | INR | [40 empty] | #VALUE! | #VALUE! | #VALUE! | 4.13 | Columns, Pillars, Piers, Abutments, Posts and Struts | 5 | sqm
4.14 | Stairs, (excluding landings) except spiral-staircases |  | 10 | sqm | 576.72 |  |  | Excess(+) | 1 | Full Conversion | INR | [40 empty] | #VALUE! | #VALUE! | #VALUE! | 4.14 | Stairs, (excluding landings) except spiral-staircases | 10 | sqm
4.15 | Small lintels not exceeding 1.5 m clear span, moulding as in cornices, window sills, string courses, bands, copings, bed plates, anchor blocks and the like |  | 3 | sqm | 270.01 |  |  | Excess(+) | 1 | Full Conversion | INR | [40 empty] | #VALUE! | #VALUE! | #VALUE! | 4.15 | Small lintels not exceeding 1.5 m clear span, moulding as in cornices, window sills, string courses, bands, copings, bed plates, anchor blocks and the like | 3 | sqm
4.16 | Edges of slabs and breaks in floors and walls | [53 empty] | 4.16 | Edges of slabs and breaks in floors and walls
4.17 | Under 20 cm wide |  | 10 | metre | 159.49 |  |  | Excess(+) | 1 | Full Conversion | INR | [40 empty] | #VALUE! | #VALUE! | #VALUE! | 4.17 | Under 20 cm wide | 10 | metre
4.18 | Above 20 cm wide |  | 10 | sqm | 676.98 |  |  | Excess(+) | 1 | Full Conversion | INR | [40 empty] | #VALUE! | #VALUE! | #VALUE! | 4.18 | Above 20 cm wide | 10 | sqm
4.19 | Providing, hoisting and fixing up to floor five level precast reinforced cement concrete in small lintels not exceeding 1.5m clear span up to floor five level, including the cost of required centering, shuttering but , excluding the cost of reinforcement with 1:1.5:3 (1 cement : 1.5 coarse sand (zone-III) derived from natural sources : 3 graded stone aggregate 20 mm nominal size derived from natural sources). |  | 2 | cum | 11908.68 |  |  | Excess(+) | 1 | Full Conversion | INR | [40 empty] | #VALUE! | #VALUE! | #VALUE! | 4.19 | Providing, hoisting and fixing up to floor five level precast reinforced cement concrete in small lintels not exceeding 1.5m clear span up to floor five level, including the cost of required centering, shuttering but , excluding the cost of reinforcement with 1:1.5:3 (1 cement : 1.5 coarse sand (zone-III) derived from natural sources : 3 graded stone aggregate 20 mm nominal size derived from natural sources). | 2 | cum
4.2 | Steel reinforcement for R.C.C. work including straightening, cutting, bending, placing in position and binding all complete upto plinth level. | [53 empty] | 4.2 | Steel reinforcement for R.C.C. work including straightening, cutting, bending, placing in position and binding all complete upto plinth level.
4.21 | Thermo-Mechanically Treated bars of grade Fe-500D or more. |  | 400 | kg | 78.61 |  |  | Excess(+) | 1 | Full Conversion | INR | [40 empty] | #VALUE! | #VALUE! | #VALUE! | 4.21 | Thermo-Mechanically Treated bars of grade Fe-500D or more. | 400 | kg
4.22 | Providing and fixing sheet covering over expansion joints with iron screws as per design. | [53 empty] | 4.22 | Providing and fixing sheet covering over expansion joints with iron screws as per design.
4.23 | Aluminium fluted strips 3.15 mm thick. | [53 empty] | 4.23 | Aluminium fluted strips 3.15 mm thick.
4.24 | 150 mm wide |  | 10 | metre | 452.26 |  |  | Excess(+) | 1 | Full Conversion | INR | [40 empty] | #VALUE! | #VALUE! | #VALUE! | 4.24 | 150 mm wide | 10 | metre
4.25 | Add for plaster drip course/ groove in plastered surface or moulding to R.C.C. projections. |  | 100 | metre | 56.73 |  |  | Excess(+) | 1 | Full Conversion | INR | [40 empty] | #VALUE! | #VALUE! | #VALUE! | 4.25 | Add for plaster drip course/ groove in plastered surface or moulding to R.C.C. projections. | 100 | metre
4.26 | Add for using extra cement in the items of design mix over and above the specified cement content therein. |  | 5 | quintal | 603.64 |  |  | Excess(+) | 1 | Full Conversion | INR | [40 empty] | #VALUE! | #VALUE! | #VALUE! | 4.26 | Add for using extra cement in the items of design mix over and above the specified cement content therein. | 5 | quintal
5 | MASONRY WORK | [53 empty] | 5 | MASONRY WORK
5.01 | Brick work with common burnt clay F.P.S. (non modular) bricks of class designation 7.5 in foundation and plinth in: | [53 empty] | 5.01 | Brick work with common burnt clay F.P.S. (non modular) bricks of class designation 7.5 in foundation and plinth in:
5.02 | Cement mortar 1:6 (1 cement : 6 coarse sand) |  | 2 | cum | 5838.01 |  |  | Excess(+) | 1 | Full Conversion | INR | [40 empty] | #VALUE! | #VALUE! | #VALUE! | 5.02 | Cement mortar 1:6 (1 cement : 6 coarse sand) | 2 | cum
5.03 | Brick work with common burnt clay F.P.S. (non modular) bricks of class designation 7.5 in superstructure above plinth level up to floor V level in all shapes and sizes in : | [53 empty] | 5.03 | Brick work with common burnt clay F.P.S. (non modular) bricks of class designation 7.5 in superstructure above plinth level up to floor V level in all shapes and sizes in :
5.04 | Cement mortar 1:6 (1 cement : 6 coarse sand) |  | 2 | cum | 7267.3 |  |  | Excess(+) | 1 | Full Conversion | INR | [40 empty] | #VALUE! | #VALUE! | #VALUE! | 5.04 | Cement mortar 1:6 (1 cement : 6 coarse sand) | 2 | cum
5.05 | Brick work 7 cm thick with common burnt clay F.P.S. (non modular) brick of class designation 7.5 in cement mortar 1:3 (1 cement : 3 coarse sand) in superstructure above plinth level and upto floor five level. |  | 2 | sqm | 718.24 |  |  | Excess(+) | 1 | Full Conversion | INR | [40 empty] | #VALUE! | #VALUE! | #VALUE! | 5.05 | Brick work 7 cm thick with common burnt clay F.P.S. (non modular) brick of class designation 7.5 in cement mortar 1:3 (1 cement : 3 coarse sand) in superstructure above plinth level and upto floor five level. | 2 | sqm
5.06 | Half brick masonry with common burnt clay F.P.S. (non modular) bricks of class designation 7.5 in foundations and plinth in : | [53 empty] | 5.06 | Half brick masonry with common burnt clay F.P.S. (non modular) bricks of class designation 7.5 in foundations and plinth in :
5.07 | cement mortar 1:4 (1 cement : 4 coarse sand) |  | 15 | sqm | 734.63 |  |  | Excess(+) | 1 | Full Conversion | INR | [40 empty] | #VALUE! | #VALUE! | #VALUE! | 5.07 | cement mortar 1:4 (1 cement : 4 coarse sand) | 15 | sqm
5.08 | Half brick masonry with common burnt clay F.P.S. (non modular) bricks of class designation 7.5 in superstructure above plinth level up to floor V level. | [53 empty] | 5.08 | Half brick masonry with common burnt clay F.P.S. (non modular) bricks of class designation 7.5 in superstructure above plinth level up to floor V level.
5.09 | Cement mortar 1:4 (1 cement :4 coarse sand) |  | 5 | sqm | 892.63 |  |  | Excess(+) | 1 | Full Conversion | INR | [40 empty] | #VALUE! | #VALUE! | #VALUE! | 5.09 | Cement mortar 1:4 (1 cement :4 coarse sand) | 5 | sqm
5.1 | Brick work with common burnt clay selected F.P.S. (non modular) bricks of class designation 7.5 in exposed brick work including making horizontal and vertical grooves 10 mm wide 12 mm deep complete in cement mortar 1:6 (1 cement : 6 coarse sand) | [53 empty] | 5.1 | Brick work with common burnt clay selected F.P.S. (non modular) bricks of class designation 7.5 in exposed brick work including making horizontal and vertical grooves 10 mm wide 12 mm deep complete in cement mortar 1:6 (1 cement : 6 coarse sand)
5.11 | From ground level upto plinth level |  | 2 | cum | 6005.7 |  |  | Excess(+) | 1 | Full Conversion | INR | [40 empty] | #VALUE! | #VALUE! | #VALUE! | 5.11 | From ground level upto plinth level | 2 | cum
5.12 | Above plinth level upto floor V level |  | 2 | cum | 7510.7 |  |  | Excess(+) | 1 | Full Conversion | INR | [40 empty] | #VALUE! | #VALUE! | #VALUE! | 5.12 | Above plinth level upto floor V level | 2 | cum
5.13 | Brick edging 7cm wide 11.4 cm deep to plinth protection with common burnt clay F.P.S. (non modular) bricks of class designation 7.5 including grouting with cement mortar 1:4 (1 cement : 4 fine sand). |  | 30 | metre | 48.93 |  |  | Excess(+) | 1 | Full Conversion | INR | [40 empty] | #VALUE! | #VALUE! | #VALUE! | 5.13 | Brick edging 7cm wide 11.4 cm deep to plinth protection with common burnt clay F.P.S. (non modular) bricks of class designation 7.5 including grouting with cement mortar 1:4 (1 cement : 4 fine sand). | 30 | metre
6 | CLADDING WORK | [53 empty] | 6 | CLADDING WORK
6.01 | Marble work gang saw cut (polished and machine cut) of thickness 18 mm for wall lining (veneer work), backing filled with a grout of average 12 mm thick in cement mortar 1:3 (1 cement : 3 coarse sand), including pointing with white cement mortar 1:2 (1 white cement : 2 marble dust) with an admixture of pigment to match the marble shade (To be secured to the backing by means of cramps, which shall be paid for separately). | [53 empty] | 6.01 | Marble work gang saw cut (polished and machine cut) of thickness 18 mm for wall lining (veneer work), backing filled with a grout of average 12 mm thick in cement mortar 1:3 (1 cement : 3 coarse sand), including pointing with white cement mortar 1:2 (1 white cement : 2 marble dust) with an admixture of pigment to match the marble shade (To be secured to the backing by means of cramps, which shall be paid for separately).
6.02 | Raj Nagar Plain white marble/ Udaipur green marble/ Zebra black marble_Area of slab upto 0.50 sqm |  | 5 | sqm | 4232.7 |  |  | Excess(+) | 1 | Full Conversion | INR | [40 empty] | #VALUE! | #VALUE! | #VALUE! | 6.02 | Raj Nagar Plain white marble/ Udaipur green marble/ Zebra black marble_Area of slab upto 0.50 sqm | 5 | sqm
6.03 | Raj Nagar Plain white marble/ Udaipur green marble/ Zebra black marble_Area of slab over 0.50 sqm |  | 5 | sqm | 4382.38 |  |  | Excess(+) | 1 | Full Conversion | INR | [40 empty] | #VALUE! | #VALUE! | #VALUE! | 6.03 | Raj Nagar Plain white marble/ Udaipur green marble/ Zebra black marble_Area of slab over 0.50 sqm | 5 | sqm
6.04 | Providing and fixing 18 mm thick gang saw cut, mirror polished, premoulded and prepolished, machine cut for kitchen platforms, vanity counters, window sills, facias and similar locations of required size, approved shade, colour and texture laid over 20 mm thick base cement mortar 1:4 (1 cement : 4 coarse sand), joints treated with white cement, mixed with matching pigment, epoxy touch ups, including rubbing, curing, moulding and polishing to edges to give high gloss finish etc. complete at all levels. | [53 empty] | 6.04 | Providing and fixing 18 mm thick gang saw cut, mirror polished, premoulded and prepolished, machine cut for kitchen platforms, vanity counters, window sills, facias and similar locations of required size, approved shade, colour and texture laid over 20 mm thick base cement mortar 1:4 (1 cement : 4 coarse sand), joints treated with white cement, mixed with matching pigment, epoxy touch ups, including rubbing, curing, moulding and polishing to edges to give high gloss finish etc. complete at all levels.
6.05 | Raj Nagar Plain white marble/ Udaipur green marble/ Zebra black marble | [53 empty] | 6.05 | Raj Nagar Plain white marble/ Udaipur green marble/ Zebra black marble
6.06 | Area of slab upto 0.50 sqm |  | 5 | sqm | 2548.4 |  |  | Excess(+) | 1 | Full Conversion | INR | [40 empty] | #VALUE! | #VALUE! | #VALUE! | 6.06 | Area of slab upto 0.50 sqm | 5 | sqm
6.07 | Area of slab over 0.50 sqm |  | 5 | sqm | 2314.29 |  |  | Excess(+) | 1 | Full Conversion | INR | [40 empty] | #VALUE! | #VALUE! | #VALUE! | 6.07 | Area of slab over 0.50 sqm | 5 | sqm
6.08 | Granite stone slab colour black, Cherry/Ruby red | [53 empty] | 6.08 | Granite stone slab colour black, Cherry/Ruby red
6.09 | Area of slab upto 0.50 sqm |  | 3 | sqm | 4102.89 |  |  | Excess(+) | 1 | Full Conversion | INR | [40 empty] | #VALUE! | #VALUE! | #VALUE! | 6.09 | Area of slab upto 0.50 sqm | 3 | sqm
6.1 | Area of slab over 0.50 sqm |  | 3 | sqm | 3880.18 |  |  | Excess(+) | 1 | Full Conversion | INR | [40 empty] | #VALUE! | #VALUE! | #VALUE! | 6.1 | Area of slab over 0.50 sqm | 3 | sqm
6.11 | Granite stone slab all colour and texture except black, Cherry/ Ruby red | [53 empty] | 6.11 | Granite stone slab all colour and texture except black, Cherry/ Ruby red
6.12 | Area of slab upto 0.50 sqm |  | 2 | sqm | 3117.45 |  |  | Excess(+) | 1 | Full Conversion | INR | [40 empty] | #VALUE! | #VALUE! | #VALUE! | 6.12 | Area of slab upto 0.50 sqm | 2 | sqm
6.13 | Area of slab over 0.50 sqm |  | 2 | sqm | 2894.74 |  |  | Excess(+) | 1 | Full Conversion | INR | [40 empty] | #VALUE! | #VALUE! | #VALUE! | 6.13 | Area of slab over 0.50 sqm | 2 | sqm
6.14 | Providing edge moulding to 18 mm thick marble stone counters, Vanities etc., including machine polishing to edge to give high gloss finish etc. complete as per design approved by Engineer-in-Charge. | [53 empty] | 6.14 | Providing edge moulding to 18 mm thick marble stone counters, Vanities etc., including machine polishing to edge to give high gloss finish etc. complete as per design approved by Engineer-in-Charge.
6.15 | Marble work |  | 20 | metre | 214.73 |  |  | Excess(+) | 1 | Full Conversion | INR | [40 empty] | #VALUE! | #VALUE! | #VALUE! | 6.15 | Marble work | 20 | metre
6.16 | Granite work |  | 20 | metre | 367.25 |  |  | Excess(+) | 1 | Full Conversion | INR | [40 empty] | #VALUE! | #VALUE! | #VALUE! | 6.16 | Granite work | 20 | metre
6.17 | Extra for providing opening of required size & shape for wash basin/ kitchen sink in kitchen platform, vanity counter and similar location in marble/ Granite/ stone work, including necessary holes for pillar taps etc. including moulding, rubbing and polishing of cut edges etc. complete. |  | 5 | each | 708.59 |  |  | Excess(+) | 1 | Full Conversion | INR | [40 empty] | #VALUE! | #VALUE! | #VALUE! | 6.17 | Extra for providing opening of required size & shape for wash basin/ kitchen sink in kitchen platform, vanity counter and similar location in marble/ Granite/ stone work, including necessary holes for pillar taps etc. including moulding, rubbing and polishing of cut edges etc. complete. | 5 | each
6.18 | Mirror polishing on marble work/Granite work/stone work where ever required to give high gloss finish complete. |  | 10 | sqm | 366.16 |  |  | Excess(+) | 1 | Full Conversion | INR | [40 empty] | #VALUE! | #VALUE! | #VALUE! | 6.18 | Mirror polishing on marble work/Granite work/stone work where ever required to give high gloss finish complete. | 10 | sqm
6.19 | Providing and fixing Ist quality ceramic glazed wall tiles conforming to IS: 15622 (thickness to be specified by the manufacturer), of approved make, in all colours, shades except burgundy, bottle green, black of any size as approved by Engineer-in-Charge, in skirting, risers of steps and dados, over 12 mm thick bed of cement mortar 1:3 (1 cement : 3 coarse sand) and jointing with grey cement slurry @ 3.3kg per sqm, including pointing in white cement mixed with pigment of matching shade complete. |  | 50 | sqm | 932.44 |  |  | Excess(+) | 1 | Full Conversion | INR | [40 empty] | #VALUE! | #VALUE! | #VALUE! | 6.19 | Providing and fixing Ist quality ceramic glazed wall tiles conforming to IS: 15622 (thickness to be specified by the manufacturer), of approved make, in all colours, shades except burgundy, bottle green, black of any size as approved by Engineer-in-Charge, in skirting, risers of steps and dados, over 12 mm thick bed of cement mortar 1:3 (1 cement : 3 coarse sand) and jointing with grey cement slurry @ 3.3kg per sqm, including pointing in white cement mixed with pigment of matching shade complete. | 50 | sqm
7 | WOOD AND P. V. C. WORK | [53 empty] | 7 | WOOD AND P. V. C. WORK
7.01 | Providing wood work in frames of doors, windows, clerestory windows and other frames, wrought framed and fixed in position with hold fast lugs or with dash fasteners of required dia & length (hold fast lugs or dash fastener shall be paid for separately)_Sal wood |  | 1 | cum | 93573.74 |  |  | Excess(+) | 1 | Full Conversion | INR | [40 empty] | #VALUE! | #VALUE! | #VALUE! | 7.01 | Providing wood work in frames of doors, windows, clerestory windows and other frames, wrought framed and fixed in position with hold fast lugs or with dash fasteners of required dia & length (hold fast lugs or dash fastener shall be paid for separately)_Sal wood | 1 | cum
7.02 | Providing and fixing panelled or panelled and glazed shutters for doors, windows and clerestory windows, fixing with butt hinges of required size with necessary screws, excluding panelling which will be paid for separately, all complete as per direction of Engineer-in-charge. (Note:- Butt hinges and necessary screws shall be paid separately) | [53 empty] | 7.02 | Providing and fixing panelled or panelled and glazed shutters for doors, windows and clerestory windows, fixing with butt hinges of required size with necessary screws, excluding panelling which will be paid for separately, all complete as per direction of Engineer-in-charge. (Note:- Butt hinges and necessary screws shall be paid separately)
7.03 | Second class teak wood_ 35 mm thick shutteres |  | 5 | sqm | 3248.09 |  |  | Excess(+) | 1 | Full Conversion | INR | [40 empty] | #VALUE! | #VALUE! | #VALUE! | 7.03 | Second class teak wood_ 35 mm thick shutteres | 5 | sqm
7.04 | Providing and fixing panelling or panelling and glazing in panelled or panelled and glazed shutters for doors, windows and clerestory windows (Area of opening for panel inserts excluding portion inside grooves or rebates to be measured). Panelling for panelled or panelled and glazed shutters 25 mm to 40 mm thick :Second class teak wood |  | 1 | sqm | 2628.93 |  |  | Excess(+) | 1 | Full Conversion | INR | [40 empty] | #VALUE! | #VALUE! | #VALUE! | 7.04 | Providing and fixing panelling or panelling and glazing in panelled or panelled and glazed shutters for doors, windows and clerestory windows (Area of opening for panel inserts excluding portion inside grooves or rebates to be measured). Panelling for panelled or panelled and glazed shutters 25 mm to 40 mm thick :Second class teak wood | 1 | sqm
7.05 | Float glass panes_4 mm thick glass pane (weight not less than 10kg/sqm). |  | 2 | sqm | 1663.39 |  |  | Excess(+) | 1 | Full Conversion | INR | [40 empty] | #VALUE! | #VALUE! | #VALUE! | 7.05 | Float glass panes_4 mm thick glass pane (weight not less than 10kg/sqm). | 2 | sqm
7.06 | Fly proof stainless steel grade 304 wire gauge with 0.5 mm dia. wire and 1.4mm wide aperture with matching wood beading |  | 1 | sqm | 1334.15 |  |  | Excess(+) | 1 | Full Conversion | INR | [40 empty] | #VALUE! | #VALUE! | #VALUE! | 7.06 | Fly proof stainless steel grade 304 wire gauge with 0.5 mm dia. wire and 1.4mm wide aperture with matching wood beading | 1 | sqm
7.07 | Providing and fixing glazed shutters for doors, windows and clerestory windows using 4 mm thick float glass panes, including ISI marked M.S. pressed butt hinges bright finished of required size with necessary screws_Second class teak wood_35 mm thick |  | 15 | sqm | 3909.16 |  |  | Excess(+) | 1 | Full Conversion | INR | [40 empty] | #VALUE! | #VALUE! | #VALUE! | 7.07 | Providing and fixing glazed shutters for doors, windows and clerestory windows using 4 mm thick float glass panes, including ISI marked M.S. pressed butt hinges bright finished of required size with necessary screws_Second class teak wood_35 mm thick | 15 | sqm
7.08 | Extra for providing frosted glass panes 4 mm thick instead of ordinary float glass panes 4 mm thick in doors, windows and clerestory window shutters. (Area of opening for glass panes excluding portion inside rebate shall be measured). |  | 2 | sqm | 130.21 |  |  | Excess(+) | 1 | Full Conversion | INR | [40 empty] | #VALUE! | #VALUE! | #VALUE! | 7.08 | Extra for providing frosted glass panes 4 mm thick instead of ordinary float glass panes 4 mm thick in doors, windows and clerestory window shutters. (Area of opening for glass panes excluding portion inside rebate shall be measured). | 2 | sqm
7.09 | Providing and fixing ISI marked flush door shutters conforming to IS : 2202 (Part I) non-decorative type, core of block board construction with frame of 1st class hard wood and well matched commercial 3 ply veneering with vertical grains or cross bands and face veneers on both faces of shutters:_ 25 mm thick (for cupboard) including ISI marked nickel plated bright finished M.S. piano hinges with necessary screws |  | 5 | sqm | 1604.56 |  |  | Excess(+) | 1 | Full Conversion | INR | [40 empty] | #VALUE! | #VALUE! | #VALUE! | 7.09 | Providing and fixing ISI marked flush door shutters conforming to IS : 2202 (Part I) non-decorative type, core of block board construction with frame of 1st class hard wood and well matched commercial 3 ply veneering with vertical grains or cross bands and face veneers on both faces of shutters:_ 25 mm thick (for cupboard) including ISI marked nickel plated bright finished M.S. piano hinges with necessary screws | 5 | sqm
7.1 | Extra for providing lipping with 2nd class teak wood battens 25 mm minimum depth on all edges of flush door shutters (over all area of door shutter to be measured). |  | 1 | sqm | 351.95 |  |  | Excess(+) | 1 | Full Conversion | INR | [40 empty] | #VALUE! | #VALUE! | #VALUE! | 7.1 | Extra for providing lipping with 2nd class teak wood battens 25 mm minimum depth on all edges of flush door shutters (over all area of door shutter to be measured). | 1 | sqm
7.11 | Extra for providing vision panel not exceeding 0.1 sqm in all type of flush doors (cost of glass excluded) (overall area of door shutter to be measured): Rectangular or square |  | 1 | sqm | 152.52 |  |  | Excess(+) | 1 | Full Conversion | INR | [40 empty] | #VALUE! | #VALUE! | #VALUE! | 7.11 | Extra for providing vision panel not exceeding 0.1 sqm in all type of flush doors (cost of glass excluded) (overall area of door shutter to be measured): Rectangular or square | 1 | sqm
7.12 | Extra for cutting rebate in flush door shutters (Total area of the shutter to be measured). |  | 5 | sqm | 82.11 |  |  | Excess(+) | 1 | Full Conversion | INR | [40 empty] | #VALUE! | #VALUE! | #VALUE! | 7.12 | Extra for cutting rebate in flush door shutters (Total area of the shutter to be measured). | 5 | sqm
7.13 | Providing and fixing wooden moulded beading to door and window frames with iron screws, plugs and priming coat on unexposed surface etc. complete :2nd class teak wood | [53 empty] | 7.13 | Providing and fixing wooden moulded beading to door and window frames with iron screws, plugs and priming coat on unexposed surface etc. complete :2nd class teak wood
7.14 | 50x12 mm |  | 1 | metre | 167.95 |  |  | Excess(+) | 1 | Full Conversion | INR | [40 empty] | #VALUE! | #VALUE! | #VALUE! | 7.14 | 50x12 mm | 1 | metre
7.15 | 50 x 20 mm |  | 1 | metre | 209.73 |  |  | Excess(+) | 1 | Full Conversion | INR | [40 empty] | #VALUE! | #VALUE! | #VALUE! | 7.15 | 50 x 20 mm | 1 | metre
7.16 | Providing and fixing chromium plated brass curtain rod having wall thickness of 1.25mm with two chromium plated brass brackets fixed with C.P. brass screws and PVC sleeves etc., wherever necessary complete : 20 mm dia |  | 1 | metre | 329.02 |  |  | Excess(+) | 1 | Full Conversion | INR | [40 empty] | #VALUE! | #VALUE! | #VALUE! | 7.16 | Providing and fixing chromium plated brass curtain rod having wall thickness of 1.25mm with two chromium plated brass brackets fixed with C.P. brass screws and PVC sleeves etc., wherever necessary complete : 20 mm dia | 1 | metre
7.17 | Providing and fixing M.S. grills of required pattern in frames of windows etc. with M.S. flats, square or round bars etc. including priming coat with approved steel primer all complete. | [53 empty] | 7.17 | Providing and fixing M.S. grills of required pattern in frames of windows etc. with M.S. flats, square or round bars etc. including priming coat with approved steel primer all complete.
7.18 | Fixed to steel windows by welding |  | 10 | kg | 158.7 |  |  | Excess(+) | 1 | Full Conversion | INR | [40 empty] | #VALUE! | #VALUE! | #VALUE! | 7.18 | Fixed to steel windows by welding | 10 | kg
7.19 | Fixed to openings /wooden frames with rawl plugs screws etc. |  | 10 | kg | 173.35 |  |  | Excess(+) | 1 | Full Conversion | INR | [40 empty] | #VALUE! | #VALUE! | #VALUE! | 7.19 | Fixed to openings /wooden frames with rawl plugs screws etc. | 10 | kg
7.2 | Providing and fixing hard drawn steel wire fabric 75x25 mm mesh of weight not less than 7.75 Kg per sqm to window frames etc. including 62x19 mm beading of second class teak wood and priming coat with approved steel primer all complete. |  | 5 | sqm | 1301.8 |  |  | Excess(+) | 1 | Full Conversion | INR | [40 empty] | #VALUE! | #VALUE! | #VALUE! | 7.2 | Providing and fixing hard drawn steel wire fabric 75x25 mm mesh of weight not less than 7.75 Kg per sqm to window frames etc. including 62x19 mm beading of second class teak wood and priming coat with approved steel primer all complete. | 5 | sqm
7.21 | Providing 40x5 mm flat iron hold fast 40 cm long including fixing to frame with 10 mm diameter bolts, nuts and wooden plugs and embedding in cement concrete block 30x10x15cm 1:3:6 mix (1 cement : 3 coarse sand : 6 graded stone aggregate 20mm nominal size). |  | 10 | each | 170.41 |  |  | Excess(+) | 1 | Full Conversion | INR | [40 empty] | #VALUE! | #VALUE! | #VALUE! | 7.21 | Providing 40x5 mm flat iron hold fast 40 cm long including fixing to frame with 10 mm diameter bolts, nuts and wooden plugs and embedding in cement concrete block 30x10x15cm 1:3:6 mix (1 cement : 3 coarse sand : 6 graded stone aggregate 20mm nominal size). | 10 | each
7.22 | Providing and fixing ISI marked M.S. pressed butt hinges bright finished with necessary screws etc. complete : | [53 empty] | 7.22 | Providing and fixing ISI marked M.S. pressed butt hinges bright finished with necessary screws etc. complete :
7.23 | 125x65x2.12 mm |  | 1 | each | 42.09 |  |  | Excess(+) | 1 | Full Conversion | INR | [40 empty] | #VALUE! | #VALUE! | #VALUE! | 7.23 | 125x65x2.12 mm | 1 | each
7.24 | 100x58x1.90 mm |  | 1 | each | 34.24 |  |  | Excess(+) | 1 | Full Conversion | INR | [40 empty] | #VALUE! | #VALUE! | #VALUE! | 7.24 | 100x58x1.90 mm | 1 | each
7.25 | Providing and fixing oxidised M.S. double acting spring hinges with necessary screws etc. complete. | [53 empty] | 7.25 | Providing and fixing oxidised M.S. double acting spring hinges with necessary screws etc. complete.
7.26 | 150 mm |  | 1 | each | 244.15 |  |  | Excess(+) | 1 | Full Conversion | INR | [40 empty] | #VALUE! | #VALUE! | #VALUE! | 7.26 | 150 mm | 1 | each
7.27 | 125 mm |  | 1 | each | 220.69 |  |  | Excess(+) | 1 | Full Conversion | INR | [40 empty] | #VALUE! | #VALUE! | #VALUE! | 7.27 | 125 mm | 1 | each
7.28 | Providing M.S. Piano hinges ISI marked IS : 3818 finished with nickel plating and fixing with necessary screws etc., complete_Overall width 35 mm |  | 1 | metre | 248.09 |  |  | Excess(+) | 1 | Full Conversion | INR | [40 empty] | #VALUE! | #VALUE! | #VALUE! | 7.28 | Providing M.S. Piano hinges ISI marked IS : 3818 finished with nickel plating and fixing with necessary screws etc., complete_Overall width 35 mm | 1 | metre
7.29 | Providing and fixing ISI marked oxidised M.S. sliding door bolts with nuts and screws etc. complete :_300x16 mm |  | 1 | each | 158.31 |  |  | Excess(+) | 1 | Full Conversion | INR | [40 empty] | #VALUE! | #VALUE! | #VALUE! | 7.29 | Providing and fixing ISI marked oxidised M.S. sliding door bolts with nuts and screws etc. complete :_300x16 mm | 1 | each
7.3 | Providing and fixing ISI marked oxidised M.S. sliding door bolts with nuts and screws etc. complete :_250x16 mm |  | 1 | each | 145.46 |  |  | Excess(+) | 1 | Full Conversion | INR | [40 empty] | #VALUE! | #VALUE! | #VALUE! | 7.3 | Providing and fixing ISI marked oxidised M.S. sliding door bolts with nuts and screws etc. complete :_250x16 mm | 1 | each
7.31 | Providing and fixing ISI marked oxidised M.S. tower bolt black finish, (Barrel type) with necessary screws etc. complete : | [53 empty] | 7.31 | Providing and fixing ISI marked oxidised M.S. tower bolt black finish, (Barrel type) with necessary screws etc. complete :
7.32 | 250x10 mm |  | 1 | each | 65.45 |  |  | Excess(+) | 1 | Full Conversion | INR | [40 empty] | #VALUE! | #VALUE! | #VALUE! | 7.32 | 250x10 mm | 1 | each
7.33 | 200x10 mm |  | 1 | each | 53.53 |  |  | Excess(+) | 1 | Full Conversion | INR | [40 empty] | #VALUE! | #VALUE! | #VALUE! | 7.33 | 200x10 mm | 1 | each
7.34 | 150x10 mm |  | 1 | each | 46.51 |  |  | Excess(+) | 1 | Full Conversion | INR | [40 empty] | #VALUE! | #VALUE! | #VALUE! | 7.34 | 150x10 mm | 1 | each
7.35 | 100x10 mm |  | 1 | each | 34.28 |  |  | Excess(+) | 1 | Full Conversion | INR | [40 empty] | #VALUE! | #VALUE! | #VALUE! | 7.35 | 100x10 mm | 1 | each
7.36 | Providing and fixing ISI marked 85x42 mm oxidised M.S. pull bolt lock conforming to IS : 7534 with necessary screws bolts, nut and washers etc. complete. |  | 1 | each | 95.27 |  |  | Excess(+) | 1 | Full Conversion | INR | [40 empty] | #VALUE! | #VALUE! | #VALUE! | 7.36 | Providing and fixing ISI marked 85x42 mm oxidised M.S. pull bolt lock conforming to IS : 7534 with necessary screws bolts, nut and washers etc. complete. | 1 | each
7.37 | Providing and fixing ISI marked oxidised M.S. handles conforming to IS:4992 with necessary screws etc. complete : | [53 empty] | 7.37 | Providing and fixing ISI marked oxidised M.S. handles conforming to IS:4992 with necessary screws etc. complete :
7.38 | 125 mm |  | 1 | each | 30.86 |  |  | Excess(+) | 1 | Full Conversion | INR | [40 empty] | #VALUE! | #VALUE! | #VALUE! | 7.38 | 125 mm | 1 | each
7.39 | 100 mm |  | 1 | each | 24.77 |  |  | Excess(+) | 1 | Full Conversion | INR | [40 empty] | #VALUE! | #VALUE! | #VALUE! | 7.39 | 100 mm | 1 | each
7.4 | Providing and fixing oxidised M.S. hasp and staple (safety type) conforming to IS : 363 with necessary screws etc. complete : | [53 empty] | 7.4 | Providing and fixing oxidised M.S. hasp and staple (safety type) conforming to IS : 363 with necessary screws etc. complete :
7.41 | 150 mm |  | 1 | each | 25.56 |  |  | Excess(+) | 1 | Full Conversion | INR | [40 empty] | #VALUE! | #VALUE! | #VALUE! | 7.41 | 150 mm | 1 | each
7.42 | 115 mm |  | 1 | each | 22.8 |  |  | Excess(+) | 1 | Full Conversion | INR | [40 empty] | #VALUE! | #VALUE! | #VALUE! | 7.42 | 115 mm | 1 | each
7.43 | Providing and fixing oxidised M.S. casement stays (straight peg type) with necessary screws etc. complete. | [53 empty] | 7.43 | Providing and fixing oxidised M.S. casement stays (straight peg type) with necessary screws etc. complete.
7.44 | 300 mm weighing not less than 200 grams |  | 1 | each | 51.95 |  |  | Excess(+) | 1 | Full Conversion | INR | [40 empty] | #VALUE! | #VALUE! | #VALUE! | 7.44 | 300 mm weighing not less than 200 grams | 1 | each
7.45 | 250 mm weighing not less than 150 grams |  | 1 | each | 45.51 |  |  | Excess(+) | 1 | Full Conversion | INR | [40 empty] | #VALUE! | #VALUE! | #VALUE! | 7.45 | 250 mm weighing not less than 150 grams | 1 | each
7.46 | 200 mm weighing not less than 120 grams |  | 1 | each | 39.63 |  |  | Excess(+) | 1 | Full Conversion | INR | [40 empty] | #VALUE! | #VALUE! | #VALUE! | 7.46 | 200 mm weighing not less than 120 grams | 1 | each
7.47 | Providing and fixing bright finished brass parliamentary hinges with necessary screws etc. complete : 125x125x27x5 mm |  | 1 | each | 309.91 |  |  | Excess(+) | 1 | Full Conversion | INR | [40 empty] | #VALUE! | #VALUE! | #VALUE! | 7.47 | Providing and fixing bright finished brass parliamentary hinges with necessary screws etc. complete : 125x125x27x5 mm | 1 | each
7.48 | Providing and fixing bright finished brass tower bolts (barrel type) with necessary screws etc. complete : | [53 empty] | 7.48 | Providing and fixing bright finished brass tower bolts (barrel type) with necessary screws etc. complete :
7.49 | 250x10 mm |  | 1 | each | 328.23 |  |  | Excess(+) | 1 | Full Conversion | INR | [40 empty] | #VALUE! | #VALUE! | #VALUE! | 7.49 | 250x10 mm | 1 | each
7.5 | 200x10 mm |  | 1 | each | 263.52 |  |  | Excess(+) | 1 | Full Conversion | INR | [40 empty] | #VALUE! | #VALUE! | #VALUE! | 7.5 | 200x10 mm | 1 | each
7.51 | Providing and fixing bright finished brass 100 mm mortice latch and lock with 6 levers and a pair of lever handles of approved quality with necessary screws etc. complete. |  | 1 | each | 634.63 |  |  | Excess(+) | 1 | Full Conversion | INR | [40 empty] | #VALUE! | #VALUE! | #VALUE! | 7.51 | Providing and fixing bright finished brass 100 mm mortice latch and lock with 6 levers and a pair of lever handles of approved quality with necessary screws etc. complete. | 1 | each
7.52 | Providing and fixing bright finished brass 100 mm mortice latch with one dead bolt and a pair of lever handles of approved quality with necessary screws etc. complete. |  | 1 | each | 529.07 |  |  | Excess(+) | 1 | Full Conversion | INR | [40 empty] | #VALUE! | #VALUE! | #VALUE! | 7.52 | Providing and fixing bright finished brass 100 mm mortice latch with one dead bolt and a pair of lever handles of approved quality with necessary screws etc. complete. | 1 | each
7.53 | Providing and fixing special quality bright finished brass cupboard or ward robe locks with four levers of approved quality including necessary screws etc. complete._40 mm |  | 1 | each | 232.27 |  |  | Excess(+) | 1 | Full Conversion | INR | [40 empty] | #VALUE! | #VALUE! | #VALUE! | 7.53 | Providing and fixing special quality bright finished brass cupboard or ward robe locks with four levers of approved quality including necessary screws etc. complete._40 mm | 1 | each
7.54 | Providing and fixing bright finished brass handles with screws etc. Complete_125 mm |  | 1 | each | 179.83 |  |  | Excess(+) | 1 | Full Conversion | INR | [40 empty] | #VALUE! | #VALUE! | #VALUE! | 7.54 | Providing and fixing bright finished brass handles with screws etc. Complete_125 mm | 1 | each
7.55 | Providing and fixing bright finished brass hanging type floor door stopper with necessary screws, etc. complete. |  | 1 | each | 96.1 |  |  | Excess(+) | 1 | Full Conversion | INR | [40 empty] | #VALUE! | #VALUE! | #VALUE! | 7.55 | Providing and fixing bright finished brass hanging type floor door stopper with necessary screws, etc. complete. | 1 | each
7.56 | Providing and fixing aluminium die cast body tubular type universal hydraulic door closer (having brand logo with ISI, IS : 3564, embossed on the body, door weight upto 35 kg and door width upto 700 mm), with necessary accessories and screws etc. complete. |  | 1 | each | 899.3 |  |  | Excess(+) | 1 | Full Conversion | INR | [40 empty] | #VALUE! | #VALUE! | #VALUE! | 7.56 | Providing and fixing aluminium die cast body tubular type universal hydraulic door closer (having brand logo with ISI, IS : 3564, embossed on the body, door weight upto 35 kg and door width upto 700 mm), with necessary accessories and screws etc. complete. | 1 | each
7.57 | Providing and fixing bright finished brass casement window fastener with necessary screws etc. complete. |  | 1 | each | 66.9 |  |  | Excess(+) | 1 | Full Conversion | INR | [40 empty] | #VALUE! | #VALUE! | #VALUE! | 7.57 | Providing and fixing bright finished brass casement window fastener with necessary screws etc. complete. | 1 | each
7.58 | Providing and fixing aluminium sliding door bolts, ISI marked anodised (anodic coating not less than grade AC 10 as per IS : 1868), transparent or dyed to required colour or shade, with nuts and screws etc. complete : | [53 empty] | 7.58 | Providing and fixing aluminium sliding door bolts, ISI marked anodised (anodic coating not less than grade AC 10 as per IS : 1868), transparent or dyed to required colour or shade, with nuts and screws etc. complete :
7.59 | 300x16 mm |  | 5 | each | 228.23 |  |  | Excess(+) | 1 | Full Conversion | INR | [40 empty] | #VALUE! | #VALUE! | #VALUE! | 7.59 | 300x16 mm | 5 | each
7.6 | 250x16 mm |  | 5 | each | 205.96 |  |  | Excess(+) | 1 | Full Conversion | INR | [40 empty] | #VALUE! | #VALUE! | #VALUE! | 7.6 | 250x16 mm | 5 | each
7.61 | Providing and fixing aluminium tower bolts, ISI marked, anodised (anodic coating not less than grade AC 10 as per IS : 1868 ) transparent or dyed to required colour or shade, with necessary screws etc. complete : | [53 empty] | 7.61 | Providing and fixing aluminium tower bolts, ISI marked, anodised (anodic coating not less than grade AC 10 as per IS : 1868 ) transparent or dyed to required colour or shade, with necessary screws etc. complete :
7.62 | 250x10 mm |  | 10 | each | 91.54 |  |  | Excess(+) | 1 | Full Conversion | INR | [40 empty] | #VALUE! | #VALUE! | #VALUE! | 7.62 | 250x10 mm | 10 | each
7.63 | 200x10 mm |  | 10 | each | 79.61 |  |  | Excess(+) | 1 | Full Conversion | INR | [40 empty] | #VALUE! | #VALUE! | #VALUE! | 7.63 | 200x10 mm | 10 | each
7.64 | 150x10 mm |  | 10 | each | 66.24 |  |  | Excess(+) | 1 | Full Conversion | INR | [40 empty] | #VALUE! | #VALUE! | #VALUE! | 7.64 | 150x10 mm | 10 | each
7.65 | 100x10 mm |  | 10 | each | 51.42 |  |  | Excess(+) | 1 | Full Conversion | INR | [40 empty] | #VALUE! | #VALUE! | #VALUE! | 7.65 | 100x10 mm | 10 | each
7.66 | Providing and fixing aluminium handles, ISI marked, anodised (anodic coating not less than grade AC 10 as per IS : 1868) transparent or dyed to required colour or shade, with necessary screws etc. complete : 125 mm |  | 20 | each | 52.65 |  |  | Excess(+) | 1 | Full Conversion | INR | [40 empty] | #VALUE! | #VALUE! | #VALUE! | 7.66 | Providing and fixing aluminium handles, ISI marked, anodised (anodic coating not less than grade AC 10 as per IS : 1868) transparent or dyed to required colour or shade, with necessary screws etc. complete : 125 mm | 20 | each
7.67 | Providing and fixing aluminium hanging floor door stopper, ISI marked, anodised (anodic coating not less than grade AC 10 as per IS : 1868) transparent or dyed to required colour and shade, with necessary screws etc. complete. | [53 empty] | 7.67 | Providing and fixing aluminium hanging floor door stopper, ISI marked, anodised (anodic coating not less than grade AC 10 as per IS : 1868) transparent or dyed to required colour and shade, with necessary screws etc. complete.
7.68 | Single rubber stopper |  | 20 | each | 31.13 |  |  | Excess(+) | 1 | Full Conversion | INR | [40 empty] | #VALUE! | #VALUE! | #VALUE! | 7.68 | Single rubber stopper | 20 | each
7.69 | Twin rubber stopper |  | 20 | each | 54.58 |  |  | Excess(+) | 1 | Full Conversion | INR | [40 empty] | #VALUE! | #VALUE! | #VALUE! | 7.69 | Twin rubber stopper | 20 | each
7.7 | Providing and fixing 2nd class teak wood lipping/ moulded beading or taj beading of size 18X5 mm fixed with wooden adhesive of approved quality and screws/nails on the edges of the Pre-laminated particle board as per direction of Engineer-in-charge. |  | 5 | metre | 75.05 |  |  | Excess(+) | 1 | Full Conversion | INR | [40 empty] | #VALUE! | #VALUE! | #VALUE! | 7.7 | Providing and fixing 2nd class teak wood lipping/ moulded beading or taj beading of size 18X5 mm fixed with wooden adhesive of approved quality and screws/nails on the edges of the Pre-laminated particle board as per direction of Engineer-in-charge. | 5 | metre
7.71 | Providing and fixing magnetic catcher of approved quality in cupboard / ward robe shutters, including fixing with necessary screws etc. Complete_Double strip (horizontal type) |  | 5 | each | 29.94 |  |  | Excess(+) | 1 | Full Conversion | INR | [40 empty] | #VALUE! | #VALUE! | #VALUE! | 7.71 | Providing and fixing magnetic catcher of approved quality in cupboard / ward robe shutters, including fixing with necessary screws etc. Complete_Double strip (horizontal type) | 5 | each
7.72 | Providing and fixing factory made uPVC door frame made of uPVC extruded sections having an overall dimension as below (tolerance ±1mm), with wall thickness 2.0 mm (± 0.2 mm), corners of the door frame to be Jointed with galvanized brackets and stainless steel screws, joints mitred and Plastic welded. The hinge side vertical of the frames reinforced by galvanized M.S. tube of size 19 X 19 mm and 1mm (± 0.1 mm) wall thickness and 3 nos. stainless steel hinges fixed to the frame complete as per manufacturer’s specification and direction of Engineer- in-charge | [53 empty] | 7.72 | Providing and fixing factory made uPVC door frame made of uPVC extruded sections having an overall dimension as below (tolerance ±1mm), with wall thickness 2.0 mm (± 0.2 mm), corners of the door frame to be Jointed with galvanized brackets and stainless steel screws, joints mitred and Plastic welded. The hinge side vertical of the frames reinforced by galvanized M.S. tube of size 19 X 19 mm and 1mm (± 0.1 mm) wall thickness and 3 nos. stainless steel hinges fixed to the frame complete as per manufacturer’s specification and direction of Engineer- in-charge
7.73 | Extruded section profile size 48x40 mm |  | 20 | metre | 203.9 |  |  | Excess(+) | 1 | Full Conversion | INR | [40 empty] | #VALUE! | #VALUE! | #VALUE! | 7.73 | Extruded section profile size 48x40 mm | 20 | metre
7.74 | Providing and fixing to existing door frames._24 mm thick factory made PVC door shutters made of styles and rails of a uPVC hollow section of size 59x24 mm and wall thickness 2 mm (± 0.2 mm) with inbuilt edging on both sides. The styles and rails mitred and joint at the corners by means of M.S. galvanised/ plastic brackets of size 75x220 mm having wall thickness 1.0 mm and stainless steel screws. The styles of the shutter reinforced by inserting galvanised M.S. tube of size 20x20 mm and 1 mm (± 0.1 mm) wall thickness. The lock rail made up of 'H' section, a uPVC hollow section of size 100x24 mm and 2 mm (± 0.2 mm) wall thickness, fixed to the shutter styles by means of plastic/galvanised M.S. 'U' cleats. The shutter frame filled with a uPVC multi-chambered single panel of size not less than 620 mm, having over all thickness of 20 mm and 1 mm (± 0.1 mm) wall thickness. The panels filled vertically and tie bar at two places by inserting horizontally 6 mm galvanised M.S. rod and fastened with nuts and washers, complete as per manufacturer's specification and direction of Engineer-in-charge. (For W.C. and bathroom door shutter). |  | 6 | sqm | 1570.06 |  |  | Excess(+) | 1 | Full Conversion | INR | [40 empty] | #VALUE! | #VALUE! | #VALUE! | 7.74 | Providing and fixing to existing door frames._24 mm thick factory made PVC door shutters made of styles and rails of a uPVC hollow section of size 59x24 mm and wall thickness 2 mm (± 0.2 mm) with inbuilt edging on both sides. The styles and rails mitred and joint at the corners by means of M.S. galvanised/ plastic brackets of size 75x220 mm having wall thickness 1.0 mm and stainless steel screws. The styles of the shutter reinforced by inserting galvanised M.S. tube of size 20x20 mm and 1 mm (± 0.1 mm) wall thickness. The lock rail made up of 'H' section, a uPVC hollow section of size 100x24 mm and 2 mm (± 0.2 mm) wall thickness, fixed to the shutter styles by means of plastic/galvanised M.S. 'U' cleats. The shutter frame filled with a uPVC multi-chambered single panel of size not less than 620 mm, having over all thickness of 20 mm and 1 mm (± 0.1 mm) wall thickness. The panels filled vertically and tie bar at two places by inserting horizontally 6 mm galvanised M.S. rod and fastened with nuts and washers, complete as per manufacturer's specification and direction of Engineer-in-charge. (For W.C. and bathroom door shutter). | 6 | sqm
7.75 | Providing and fixing Fiber Glass Reinforced plastic (FRP) Door Frames of cross-section 90 mm x 45 mm having single rebate of 32 mm x 15 mm to receive shutter of 30 mm thickness. The laminate shall be moulded with fire resistant grade unsaturated polyester resin and chopped mat. Door frame laminate shall be 2mm thick and shall be filled with suitable wooden block in all the three legs. The frame shall be covered with fiber glass from all sides. M.S. stay shall be provided at the bottom to steady the frame. |  | 5 | metre | 616.05 |  |  | Excess(+) | 1 | Full Conversion | INR | [40 empty] | #VALUE! | #VALUE! | #VALUE! | 7.75 | Providing and fixing Fiber Glass Reinforced plastic (FRP) Door Frames of cross-section 90 mm x 45 mm having single rebate of 32 mm x 15 mm to receive shutter of 30 mm thickness. The laminate shall be moulded with fire resistant grade unsaturated polyester resin and chopped mat. Door frame laminate shall be 2mm thick and shall be filled with suitable wooden block in all the three legs. The frame shall be covered with fiber glass from all sides. M.S. stay shall be provided at the bottom to steady the frame. | 5 | metre
7.76 | Providing and fixing to existing door frames. | [53 empty] | 7.76 | Providing and fixing to existing door frames.
7.77 | 30 mm thick Glass Fibre Reinforced Plastic (FRP) panelled door shutter of required colour and approved brand and manufacture, made with fire - retardant grade unsaturated polyester resin, moulded to 3 mm thick FRP laminate for forming hollow rails and styles, with wooden frame and suitable blocks of seasoned wood inside at required places for fixing of fittings, cast monolithically with 5 mm thick FRP laminate for panels conforming to IS: 14856, including fixing to frames. |  | 2 | sqm | 3065.98 |  |  | Excess(+) | 1 | Full Conversion | INR | [40 empty] | #VALUE! | #VALUE! | #VALUE! | 7.77 | 30 mm thick Glass Fibre Reinforced Plastic (FRP) panelled door shutter of required colour and approved brand and manufacture, made with fire - retardant grade unsaturated polyester resin, moulded to 3 mm thick FRP laminate for forming hollow rails and styles, with wooden frame and suitable blocks of seasoned wood inside at required places for fixing of fittings, cast monolithically with 5 mm thick FRP laminate for panels conforming to IS: 14856, including fixing to frames. | 2 | sqm
7.78 | Providing and fixing wire gauge shutters using stainless steel grade 304 wire gauge with wire of dia 0.5 mm and average width of aperture 1.4 mm in both directions for doors, windows and clerestory windows with necessary screws:35 mm thick shutters | [53 empty] | 7.78 | Providing and fixing wire gauge shutters using stainless steel grade 304 wire gauge with wire of dia 0.5 mm and average width of aperture 1.4 mm in both directions for doors, windows and clerestory windows with necessary screws:35 mm thick shutters
7.79 | with ISI marked M.S. pressed butt hinges bright finished of required size_Second class teak wood |  | 30 | sqm | 3932.18 |  |  | Excess(+) | 1 | Full Conversion | INR | [40 empty] | #VALUE! | #VALUE! | #VALUE! | 7.79 | with ISI marked M.S. pressed butt hinges bright finished of required size_Second class teak wood | 30 | sqm
7.8 | Providing and fixing fly proof stainless steel grade 304 wire gauge, to windows and clerestory windows using wire gauge with average width of aperture 1.4 mm in both directions with wire of dia. 0.50 mm all complete. | [53 empty] | 7.8 | Providing and fixing fly proof stainless steel grade 304 wire gauge, to windows and clerestory windows using wire gauge with average width of aperture 1.4 mm in both directions with wire of dia. 0.50 mm all complete.
7.81 | With 2nd class teak wood beading 62X19 mm |  | 20 | sqm | 1231.26 |  |  | Excess(+) | 1 | Full Conversion | INR | [40 empty] | #VALUE! | #VALUE! | #VALUE! | 7.81 | With 2nd class teak wood beading 62X19 mm | 20 | sqm
7.82 | With 12 mm mild steel U beading |  | 1 | sqm | 922.18 |  |  | Excess(+) | 1 | Full Conversion | INR | [40 empty] | #VALUE! | #VALUE! | #VALUE! | 7.82 | With 12 mm mild steel U beading | 1 | sqm
7.83 | Providing and fixing factory made uPVC white colour fixed glazed windows/ ventilators comprising of uPVC multi-chambered frame and mullion (where ever required) extruded profiles duly reinforced with 1.60 ± 0.2 mm thick galvanized mild steel section made from roll forming process of required length (shape & size according to uPVC profile), , uPVC extruded glazing beads of appropriate dimension, EPDM gasket, G.I fasteners 100 x 8 mm size for fixing frame to finished wall, plastic packers, plastic caps and necessary stainless steel screws etc. Profile of frame shall be mitred cut and fusion welded at all corners, mullion (if required) shall be also fusion welded including drilling of holes for fixing hardware's and drainage of water etc. After fixing frame the gap between frame and adjacent finished wall shall be filled with weather proof silicon sealant over backer rod of required size and of approved quality, all complete as per approved drawing & direction of Engineer-in-Charge. (Single / double glass panes and silicon sealant shall be paid separately). Variation in profile dimension in higher side shall be accepted but no extra payment on this account shall be made. | [53 empty] | 7.83 | Providing and fixing factory made uPVC white colour fixed glazed windows/ ventilators comprising of uPVC multi-chambered frame and mullion (where ever required) extruded profiles duly reinforced with 1.60 ± 0.2 mm thick galvanized mild steel section made from roll forming process of required length (shape & size according to uPVC profile), , uPVC extruded glazing beads of appropriate dimension, EPDM gasket, G.I fasteners 100 x 8 mm size for fixing frame to finished wall, plastic packers, plastic caps and necessary stainless steel screws etc. Profile of frame shall be mitred cut and fusion welded at all corners, mullion (if required) shall be also fusion welded including drilling of holes for fixing hardware's and drainage of water etc. After fixing frame the gap between frame and adjacent finished wall shall be filled with weather proof silicon sealant over backer rod of required size and of approved quality, all complete as per approved drawing & direction of Engineer-in-Charge. (Single / double glass panes and silicon sealant shall be paid separately). Variation in profile dimension in higher side shall be accepted but no extra payment on this account shall be made.
7.84 | Fixed window / ventilator made of (small series) frame 47 x 50 mm & mullion 47 x 68 mm both having wall thickness of 1.9 ± 0.2 mm and single glazing bead of appropriate dimension. (Area upto 0.75 sqm.) |  | 1 | sqm | 6356.77 |  |  | Excess(+) | 1 | Full Conversion | INR | [40 empty] | #VALUE! | #VALUE! | #VALUE! | 7.84 | Fixed window / ventilator made of (small series) frame 47 x 50 mm & mullion 47 x 68 mm both having wall thickness of 1.9 ± 0.2 mm and single glazing bead of appropriate dimension. (Area upto 0.75 sqm.) | 1 | sqm
7.85 | Providing and fixing factory made uPVC white colour casement/ Casement cum fixed glazed door comprising of uPVC multi-chambered frame, sash and mullion (where ever required) extruded profiles duly reinforced with 1.60 ± 0.2 mm thick galvanized mild steel section made from roll forming process of required length (shape & size according to uPVC profile), uPVC extruded glazing beads of appropriate dimension, EPDM gasket, zinc alloy (white powder coated) 3D hinges and one handle on each side of panels along with zinc plated mild steel multi point locking having transmission gear, cylinder with keeps and one side key, G.I fasteners 100 x 8 mm size for fixing frame to finished wall and necessary stainless steel screws, etc. Profile of frame & sash shall be mitred cut and fusion welded at all corners, mullion (if required) shall be also fusion welded including drilling of holes for fixing hardware's and drainage of water etc. After fixing frame the gap between frame and adjacent finished wall shall be filled with weather proof silicon sealent over backer rod of required size and of approved quality, all complete as per approved drawing & direction of Engineer-in-Charge. (Single / double glass panes and silicon sealent shall be paid separately). Variation in profile dimension in higher side shall be accepted but no extra payment on this account shall be made. | [53 empty] | 7.85 | Providing and fixing factory made uPVC white colour casement/ Casement cum fixed glazed door comprising of uPVC multi-chambered frame, sash and mullion (where ever required) extruded profiles duly reinforced with 1.60 ± 0.2 mm thick galvanized mild steel section made from roll forming process of required length (shape & size according to uPVC profile), uPVC extruded glazing beads of appropriate dimension, EPDM gasket, zinc alloy (white powder coated) 3D hinges and one handle on each side of panels along with zinc plated mild steel multi point locking having transmission gear, cylinder with keeps and one side key, G.I fasteners 100 x 8 mm size for fixing frame to finished wall and necessary stainless steel screws, etc. Profile of frame & sash shall be mitred cut and fusion welded at all corners, mullion (if required) shall be also fusion welded including drilling of holes for fixing hardware's and drainage of water etc. After fixing frame the gap between frame and adjacent finished wall shall be filled with weather proof silicon sealent over backer rod of required size and of approved quality, all complete as per approved drawing & direction of Engineer-in-Charge. (Single / double glass panes and silicon sealent shall be paid separately). Variation in profile dimension in higher side shall be accepted but no extra payment on this account shall be made.
7.86 | Casement door with 3D hinges made of (big series) frame 67 x 64 mm & sash 67 x 110 mm both having wall thickness of 2.3 ± 0.2 mm and single glazing bead / double glazing bead of appropriate dimension. (Area of door upto 2.00 sqm). |  | 1 | sqm | 9017.71 |  |  | Excess(+) | 1 | Full Conversion | INR | [40 empty] | #VALUE! | #VALUE! | #VALUE! | 7.86 | Casement door with 3D hinges made of (big series) frame 67 x 64 mm & sash 67 x 110 mm both having wall thickness of 2.3 ± 0.2 mm and single glazing bead / double glazing bead of appropriate dimension. (Area of door upto 2.00 sqm). | 1 | sqm
7.87 | Providing and fixing factory made uPVC white colour sliding glazed window upto 1.50 m in height dimension comprising of uPVC multi-chambered frame with in-built roller track and sash extruded profiles duly reinforced with 1.60 ± 0.2 mm thick galvanized mild steel section made from roll forming process of required length (shape & size according to uPVC profile), appropriate dimension of uPVC extruded glazing beads and uPVC extruded interlocks, EPDM gasket, wool pile, zinc alloy (white powder coated) touch locks with hook, zinc alloy body with single nylon rollers (weight bearing capacity to be 40 kg), G.I fasteners 100 x 8 mm size for fixing frame to finished wall and necessary stainless steel screws etc. Profile of frame & sash shall be mitred cut and fusion welded at all corners, including drilling of holes for fixing hardware's and drainage of water etc. After fixing frame the gap between frame and adjacent finished wall shall be filled with weather proof silicon sealent over backer rod of required size and of approved quality, all complete as per approved drawing & direction of Engineer-in-Charge. (Single / double glass panes, wire mesh and silicon sealent shall be paid separately). Variation in profile dimension in higher side shall be accepted but no extra payment on this account shall be made. | [53 empty] | 7.87 | Providing and fixing factory made uPVC white colour sliding glazed window upto 1.50 m in height dimension comprising of uPVC multi-chambered frame with in-built roller track and sash extruded profiles duly reinforced with 1.60 ± 0.2 mm thick galvanized mild steel section made from roll forming process of required length (shape & size according to uPVC profile), appropriate dimension of uPVC extruded glazing beads and uPVC extruded interlocks, EPDM gasket, wool pile, zinc alloy (white powder coated) touch locks with hook, zinc alloy body with single nylon rollers (weight bearing capacity to be 40 kg), G.I fasteners 100 x 8 mm size for fixing frame to finished wall and necessary stainless steel screws etc. Profile of frame & sash shall be mitred cut and fusion welded at all corners, including drilling of holes for fixing hardware's and drainage of water etc. After fixing frame the gap between frame and adjacent finished wall shall be filled with weather proof silicon sealent over backer rod of required size and of approved quality, all complete as per approved drawing & direction of Engineer-in-Charge. (Single / double glass panes, wire mesh and silicon sealent shall be paid separately). Variation in profile dimension in higher side shall be accepted but no extra payment on this account shall be made.
7.88 | Two track two panels sliding window made of (small series) frame 52 x 44 mm &sash 32 x 60 mm both having wall thickness of 1.9 ± 0.2 mm and single glazing bead of appropriate dimension. (Area of window upto 1.75 sqm) |  | 1 | sqm | 6693.64 |  |  | Excess(+) | 1 | Full Conversion | INR | [40 empty] | #VALUE! | #VALUE! | #VALUE! | 7.88 | Two track two panels sliding window made of (small series) frame 52 x 44 mm &sash 32 x 60 mm both having wall thickness of 1.9 ± 0.2 mm and single glazing bead of appropriate dimension. (Area of window upto 1.75 sqm) | 1 | sqm
7.89 | Three track three panels sliding window with fly proof SS wire mesh (Two nos. glazed & one no. wire mesh panels) made of (small series) frame 92 x 44 mm & sash 32 x 60 mm both having wall thickness of 1.9 ± 0.2 mm and single glazing bead of appropriate dimension (Area of window upto 1.75 sqm). |  | 1 | sqm | 8794.65 |  |  | Excess(+) | 1 | Full Conversion | INR | [40 empty] | #VALUE! | #VALUE! | #VALUE! | 7.89 | Three track three panels sliding window with fly proof SS wire mesh (Two nos. glazed & one no. wire mesh panels) made of (small series) frame 92 x 44 mm & sash 32 x 60 mm both having wall thickness of 1.9 ± 0.2 mm and single glazing bead of appropriate dimension (Area of window upto 1.75 sqm). | 1 | sqm
7.9 | Two track two panels sliding window made of (big series) frame 67 x 50 mm & sash 46 x 62 mm both having wall thickness of 2.3 ± 0.2 mm and single glazing bead / double glazing bead of appropriate dimension . (Area of window above 1.75 sqm upto 2.50 sqm). |  | 1 | sqm | 6857.65 |  |  | Excess(+) | 1 | Full Conversion | INR | [40 empty] | #VALUE! | #VALUE! | #VALUE! | 7.9 | Two track two panels sliding window made of (big series) frame 67 x 50 mm & sash 46 x 62 mm both having wall thickness of 2.3 ± 0.2 mm and single glazing bead / double glazing bead of appropriate dimension . (Area of window above 1.75 sqm upto 2.50 sqm). | 1 | sqm
7.91 | Three track three panels sliding window with fly proof S.S wire mesh (Two nos. glazed & one no. wire mesh panels) made of (big series) frame 116 x 45 mm & sash 46 x 62 mm both having wall thickness of 2.3 ± 0.2 mm and single glazing bead / double glazing bead of appropriate dimension. (Area of window above 1.75 sqm). |  | 1 | sqm | 8454.71 |  |  | Excess(+) | 1 | Full Conversion | INR | [40 empty] | #VALUE! | #VALUE! | #VALUE! | 7.91 | Three track three panels sliding window with fly proof S.S wire mesh (Two nos. glazed & one no. wire mesh panels) made of (big series) frame 116 x 45 mm & sash 46 x 62 mm both having wall thickness of 2.3 ± 0.2 mm and single glazing bead / double glazing bead of appropriate dimension. (Area of window above 1.75 sqm). | 1 | sqm
7.92 | Providing and fixing casement handle made of zinc alloyed (white powder coated) for uPVC casement window with necessary screws etc. complete. |  | 2 | each | 165.32 |  |  | Excess(+) | 1 | Full Conversion | INR | [40 empty] | #VALUE! | #VALUE! | #VALUE! | 7.92 | Providing and fixing casement handle made of zinc alloyed (white powder coated) for uPVC casement window with necessary screws etc. complete. | 2 | each
7.93 | Providing and fixing zinc alloyed (white powder coated) touch lock for uPVC sliding window with necessary screws etc. complete. |  | 2 | each | 146.56 |  |  | Excess(+) | 1 | Full Conversion | INR | [40 empty] | #VALUE! | #VALUE! | #VALUE! | 7.93 | Providing and fixing zinc alloyed (white powder coated) touch lock for uPVC sliding window with necessary screws etc. complete. | 2 | each
7.94 | Providing and fixing steel roller for uPVC sliding window with necessary screws etc. complete. |  | 2 | each | 83.21 |  |  | Excess(+) | 1 | Full Conversion | INR | [40 empty] | #VALUE! | #VALUE! | #VALUE! | 7.94 | Providing and fixing steel roller for uPVC sliding window with necessary screws etc. complete. | 2 | each
7.95 | Providing and fixing steel roller for uPVC sliding door with necessary screws etc. complete. |  | 2 | each | 135.99 |  |  | Excess(+) | 1 | Full Conversion | INR | [40 empty] | #VALUE! | #VALUE! | #VALUE! | 7.95 | Providing and fixing steel roller for uPVC sliding door with necessary screws etc. complete. | 2 | each
7.96 | Providing and fixing steel (white power coated) crescent lock for uPVC sliding window/ door with necessary screws etc. complete. |  | 2 | each | 141.87 |  |  | Excess(+) | 1 | Full Conversion | INR | [40 empty] | #VALUE! | #VALUE! | #VALUE! | 7.96 | Providing and fixing steel (white power coated) crescent lock for uPVC sliding window/ door with necessary screws etc. complete. | 2 | each
7.97 | Providing and fixing of stainless steel grade 304 sliding door bolt satin S.S. finish including the cost of screws and other incidental charges as per the design approved by Engineer- In -charge 250X16mm. " |  | 2 | Each | 680.62 |  |  | Excess(+) | 1 | Full Conversion | INR | [40 empty] | #VALUE! | #VALUE! | #VALUE! | 7.97 | Providing and fixing of stainless steel grade 304 sliding door bolt satin S.S. finish including the cost of screws and other incidental charges as per the design approved by Engineer- In -charge 250X16mm. " | 2 | Each
7.98 | Providing and fixing of stainless steel grade 304 sliding door bolt satin S.S. finish including the cost of screws and other incidental charges as per the design approved by Engineer- In -charge. 300X16mm. |  | 2 | Each | 794.61 |  |  | Excess(+) | 1 | Full Conversion | INR | [40 empty] | #VALUE! | #VALUE! | #VALUE! | 7.98 | Providing and fixing of stainless steel grade 304 sliding door bolt satin S.S. finish including the cost of screws and other incidental charges as per the design approved by Engineer- In -charge. 300X16mm. | 2 | Each
7.99 | Providing and fixing SS floor door silencer with necessary screws etc. complete. |  | 2 | Each | 105.82 |  |  | Excess(+) | 1 | Full Conversion | INR | [40 empty] | #VALUE! | #VALUE! | #VALUE! | 7.99 | Providing and fixing SS floor door silencer with necessary screws etc. complete. | 2 | Each
8 | STEEL WORK | [53 empty] | 8 | STEEL WORK
8.01 | Structural steel work in single section, fixed with or without connecting plate, including cutting, hoisting, fixing in position and applying a priming coat of approved steel primer all complete. |  | 100 | kg | 81.59 |  |  | Excess(+) | 1 | Full Conversion | INR | [40 empty] | #VALUE! | #VALUE! | #VALUE! | 8.01 | Structural steel work in single section, fixed with or without connecting plate, including cutting, hoisting, fixing in position and applying a priming coat of approved steel primer all complete. | 100 | kg
8.02 | Structural steel work riveted, bolted or welded in built up sections, trusses and framed work, including cutting, hoisting, fixing in position and applying a priming coat of approved steel primer all complete. |  | 200 | kg | 68.57 |  |  | Excess(+) | 1 | Full Conversion | INR | [40 empty] | #VALUE! | #VALUE! | #VALUE! | 8.02 | Structural steel work riveted, bolted or welded in built up sections, trusses and framed work, including cutting, hoisting, fixing in position and applying a priming coat of approved steel primer all complete. | 200 | kg
8.03 | Providing and fixing 1mm thick M.S. sheet door with frame of 40x40x6 mm angle iron and 3 mm M.S. gusset plates at the junctions and corners, all necessary fittings complete, including applying a priming coat of approved steel primer. | [53 empty] | 8.03 | Providing and fixing 1mm thick M.S. sheet door with frame of 40x40x6 mm angle iron and 3 mm M.S. gusset plates at the junctions and corners, all necessary fittings complete, including applying a priming coat of approved steel primer.
8.04 | Using M.S. angels 40x40x6 mm for diagonal braces |  | 10 | sqm | 4192.15 |  |  | Excess(+) | 1 | Full Conversion | INR | [40 empty] | #VALUE! | #VALUE! | #VALUE! | 8.04 | Using M.S. angels 40x40x6 mm for diagonal braces | 10 | sqm
8.05 | Providing and fixing factory made ISI marked steel glazed doors, windows and ventilators, side /top /centre hung, with beading and all members such as F7D,F4B, K11 B and K12 B etc. complete of standard rolled steel sections, joints mitred and flash butt welded and sash bars tenoned and riveted, including providing and fixing of hinges, pivots, including priming coat of approved steel primer, but excluding the cost of other fittings, complete all as per approved design, (sectional weight of only steel members shall be measured for payment). | [53 empty] | 8.05 | Providing and fixing factory made ISI marked steel glazed doors, windows and ventilators, side /top /centre hung, with beading and all members such as F7D,F4B, K11 B and K12 B etc. complete of standard rolled steel sections, joints mitred and flash butt welded and sash bars tenoned and riveted, including providing and fixing of hinges, pivots, including priming coat of approved steel primer, but excluding the cost of other fittings, complete all as per approved design, (sectional weight of only steel members shall be measured for payment).
8.06 | Fixing with 15x3 mm lugs 10 cm long embedded in cement concrete block 15x10x10 cm of C.C. 1:3:6 (1 Cement : 3 coarse sand : 6 graded stone aggregate 20 mm nominal size) |  | 50 | kg | 154.01 |  |  | Excess(+) | 1 | Full Conversion | INR | [40 empty] | #VALUE! | #VALUE! | #VALUE! | 8.06 | Fixing with 15x3 mm lugs 10 cm long embedded in cement concrete block 15x10x10 cm of C.C. 1:3:6 (1 Cement : 3 coarse sand : 6 graded stone aggregate 20 mm nominal size) | 50 | kg
8.07 | Providing and fixing T-iron frames for doors, windows and ventilators of mild steel Tee-sections, joints mitred and welded, including fixing of necessary butt hinges and screws and applying a priming coat of approved steel primer. | [53 empty] | 8.07 | Providing and fixing T-iron frames for doors, windows and ventilators of mild steel Tee-sections, joints mitred and welded, including fixing of necessary butt hinges and screws and applying a priming coat of approved steel primer.
8.08 | Fixing with 15x3 mm lugs 10 cm long embedded in cement concrete block 15x10x10 cm of C.C. 1:3:6 (1 Cement : 3 coarse sand : 6 graded stone aggregate 20 mm nominal size). |  | 100 | kg | 100.53 |  |  | Excess(+) | 1 | Full Conversion | INR | [40 empty] | #VALUE! | #VALUE! | #VALUE! | 8.08 | Fixing with 15x3 mm lugs 10 cm long embedded in cement concrete block 15x10x10 cm of C.C. 1:3:6 (1 Cement : 3 coarse sand : 6 graded stone aggregate 20 mm nominal size). | 100 | kg
8.09 | Steel work in built up tubular (round, square or rectangular hollow tubes etc.) trusses etc., including cutting, hoisting, fixing in position and applying a priming coat of approved steel primer, including welding and bolted with special shaped washers etc. complete. | [53 empty] | 8.09 | Steel work in built up tubular (round, square or rectangular hollow tubes etc.) trusses etc., including cutting, hoisting, fixing in position and applying a priming coat of approved steel primer, including welding and bolted with special shaped washers etc. complete.
8.1 | Hot finished welded type tubes |  | 40 | kg | 135.82 |  |  | Excess(+) | 1 | Full Conversion | INR | [40 empty] | #VALUE! | #VALUE! | #VALUE! | 8.1 | Hot finished welded type tubes | 40 | kg
8.11 | Hot finished welded type tubes |  | 50 | kg | 135.82 |  |  | Excess(+) | 1 | Full Conversion | INR | [40 empty] | #VALUE! | #VALUE! | #VALUE! | 8.11 | Hot finished welded type tubes | 50 | kg
8.12 | Hot finished seamless type tubes |  | 20 | kg | 148.14 |  |  | Excess(+) | 1 | Full Conversion | INR | [40 empty] | #VALUE! | #VALUE! | #VALUE! | 8.12 | Hot finished seamless type tubes | 20 | kg
8.13 | Providing and fixing mild steel round holding down bolts with nuts and washer plates complete. |  | 20 | kg | 77.6 |  |  | Excess(+) | 1 | Full Conversion | INR | [40 empty] | #VALUE! | #VALUE! | #VALUE! | 8.13 | Providing and fixing mild steel round holding down bolts with nuts and washer plates complete. | 20 | kg
8.14 | Providing and fixing bolts including nuts and washers complete. |  | 20 | kg | 122.88 |  |  | Excess(+) | 1 | Full Conversion | INR | [40 empty] | #VALUE! | #VALUE! | #VALUE! | 8.14 | Providing and fixing bolts including nuts and washers complete. | 20 | kg
8.15 | Steel work welded in built up sections/ framed work, including cutting, hoisting, fixing in position and applying a priming coat of approved steel primer using structural steel etc. as required. | [53 empty] | 8.15 | Steel work welded in built up sections/ framed work, including cutting, hoisting, fixing in position and applying a priming coat of approved steel primer using structural steel etc. as required.
8.16 | In stringers, treads, landings etc. of stair cases, including use of chequered plate wherever required, all complete |  | 200 | kg | 89.65 |  |  | Excess(+) | 1 | Full Conversion | INR | [40 empty] | #VALUE! | #VALUE! | #VALUE! | 8.16 | In stringers, treads, landings etc. of stair cases, including use of chequered plate wherever required, all complete | 200 | kg
8.17 | In gratings, frames, guard bar, ladder, railings, brackets, gates and similar works |  | 200 | kg | 124.77 |  |  | Excess(+) | 1 | Full Conversion | INR | [40 empty] | #VALUE! | #VALUE! | #VALUE! | 8.17 | In gratings, frames, guard bar, ladder, railings, brackets, gates and similar works | 200 | kg
8.18 | Providing and fixing hand rail of approved size by welding etc. to steel ladder railing, balcony railing, staircase railing and similar works, including applying priming coat of approved steel primer. | [53 empty] | 8.18 | Providing and fixing hand rail of approved size by welding etc. to steel ladder railing, balcony railing, staircase railing and similar works, including applying priming coat of approved steel primer.
8.19 | M.S. tube |  | 40 | kg | 137.79 |  |  | Excess(+) | 1 | Full Conversion | INR | [40 empty] | #VALUE! | #VALUE! | #VALUE! | 8.19 | M.S. tube | 40 | kg
8.2 | G.I. pipes |  | 20 | kg | 158 |  |  | Excess(+) | 1 | Full Conversion | INR | [40 empty] | #VALUE! | #VALUE! | #VALUE! | 8.2 | G.I. pipes | 20 | kg
8.21 | Providing and fixing carbon steel galvanised ( minimum coating 5 micron) dash fastener of 10 mm dia double threaded 6.8 grade (yield strength 480 N/mm2), counter sunk head, comprising of 10 mm dia polyamide PA 6 grade sleeve, including drilling of hole in frame , concrete/ masonry, etc. as per direction of Engineer-in-charge. | [53 empty] | 8.21 | Providing and fixing carbon steel galvanised ( minimum coating 5 micron) dash fastener of 10 mm dia double threaded 6.8 grade (yield strength 480 N/mm2), counter sunk head, comprising of 10 mm dia polyamide PA 6 grade sleeve, including drilling of hole in frame , concrete/ masonry, etc. as per direction of Engineer-in-charge.
8.22 | 10 x 60 mm |  | 20 | each | 97.94 |  |  | Excess(+) | 1 | Full Conversion | INR | [40 empty] | #VALUE! | #VALUE! | #VALUE! | 8.22 | 10 x 60 mm | 20 | each
8.23 | 10 x 80 mm |  | 20 | each | 102.85 |  |  | Excess(+) | 1 | Full Conversion | INR | [40 empty] | #VALUE! | #VALUE! | #VALUE! | 8.23 | 10 x 80 mm | 20 | each
8.24 | 10 x 120 mm |  | 20 | each | 126.79 |  |  | Excess(+) | 1 | Full Conversion | INR | [40 empty] | #VALUE! | #VALUE! | #VALUE! | 8.24 | 10 x 120 mm | 20 | each
8.25 | Providing & fixing fly proof wire gauze to windows, clerestory windows & doors with M.S. Flat 15x3 mm and nuts & bolts complete. | [53 empty] | 8.25 | Providing & fixing fly proof wire gauze to windows, clerestory windows & doors with M.S. Flat 15x3 mm and nuts & bolts complete.
8.26 | Galvanised M.S. Wire gauze with 0.63 mm dia wire and 1.4 mm aperture on both sides |  | 5 | sqm | 642 |  |  | Excess(+) | 1 | Full Conversion | INR | [40 empty] | #VALUE! | #VALUE! | #VALUE! | 8.26 | Galvanised M.S. Wire gauze with 0.63 mm dia wire and 1.4 mm aperture on both sides | 5 | sqm
8.27 | Stainless steel (grade 304) wire gauze of 0.5 mm dia wire and 1.4 mm aperture on both sides |  | 2 | sqm | 851.86 |  |  | Excess(+) | 1 | Full Conversion | INR | [40 empty] | #VALUE! | #VALUE! | #VALUE! | 8.27 | Stainless steel (grade 304) wire gauze of 0.5 mm dia wire and 1.4 mm aperture on both sides | 2 | sqm
8.28 | Providing & fixing glass panes with putty and glazing clips in steel doors, windows, clerestory windows, all complete with : | [53 empty] | 8.28 | Providing & fixing glass panes with putty and glazing clips in steel doors, windows, clerestory windows, all complete with :
8.29 | 4.0 mm thick glass panes |  | 5 | sqm | 824.46 |  |  | Excess(+) | 1 | Full Conversion | INR | [40 empty] | #VALUE! | #VALUE! | #VALUE! | 8.29 | 4.0 mm thick glass panes | 5 | sqm
8.3 | 5.5 mm thick glass panes |  | 5 | sqm | 1090.31 |  |  | Excess(+) | 1 | Full Conversion | INR | [40 empty] | #VALUE! | #VALUE! | #VALUE! | 8.3 | 5.5 mm thick glass panes | 5 | sqm
9 | FLOORING | [53 empty] | 9 | FLOORING
9.01 | Brick on edge flooring with bricks of class designation 7.5 on a bed of 12 mm cement mortar, including filling the joints with same mortar, with common burnt clay non modular bricks: | [53 empty] | 9.01 | Brick on edge flooring with bricks of class designation 7.5 on a bed of 12 mm cement mortar, including filling the joints with same mortar, with common burnt clay non modular bricks:
9.02 | 1:6 (1cement : 6 coarse sand) |  | 20 | sqm | 787.55 |  |  | Excess(+) | 1 | Full Conversion | INR | [40 empty] | #VALUE! | #VALUE! | #VALUE! | 9.02 | 1:6 (1cement : 6 coarse sand) | 20 | sqm
9.03 | Cement concrete flooring 1:2:4 (1 cement : 2 coarse sand : 4 graded stone aggregate) finished with a floating coat of neat cement, including cement slurry, but excluding the cost of nosing of steps etc. complete. | [53 empty] | 9.03 | Cement concrete flooring 1:2:4 (1 cement : 2 coarse sand : 4 graded stone aggregate) finished with a floating coat of neat cement, including cement slurry, but excluding the cost of nosing of steps etc. complete.
9.04 | 40 mm thick with 20 mm nominal size stone aggregate |  | 100 | sqm | 477.86 |  |  | Excess(+) | 1 | Full Conversion | INR | [40 empty] | #VALUE! | #VALUE! | #VALUE! | 9.04 | 40 mm thick with 20 mm nominal size stone aggregate | 100 | sqm
9.05 | Cement plaster skirting up to 30 cm height, with cement mortar 1:3 (1 cement : 3 coarse sand), finished with a floating coat of neat cement. | [53 empty] | 9.05 | Cement plaster skirting up to 30 cm height, with cement mortar 1:3 (1 cement : 3 coarse sand), finished with a floating coat of neat cement.
9.06 | 18 mm thick |  | 6 | sqm | 500.44 |  |  | Excess(+) | 1 | Full Conversion | INR | [40 empty] | #VALUE! | #VALUE! | #VALUE! | 9.06 | 18 mm thick | 6 | sqm
9.07 | Cement concrete pavement with 1:2:4 (1 cement : 2 coarse sand : 4 graded stone aggregate 20 mm nominal size), including finishing complete. |  | 3 | cum | 6978.21 |  |  | Excess(+) | 1 | Full Conversion | INR | [40 empty] | #VALUE! | #VALUE! | #VALUE! | 9.07 | Cement concrete pavement with 1:2:4 (1 cement : 2 coarse sand : 4 graded stone aggregate 20 mm nominal size), including finishing complete. | 3 | cum
9.08 | 40 mm thick marble chips flooring rubbed and polished to granolithic finish, under layer 34 mm thick cement concrete 1:2:4 (1 cement : 2 coarse sand : 4 graded stone aggregate 12.5 mm nominal size) and top layer 6mm thick with white, black, chocolate, grey, yellow or green marble chips of sizes from 1 mm to 4 mm nominal size, laid in cement marble powder mix 3:1 (3 cement : 1 marble powder) by weight in proportion of 4:7 (4 cement marble powder mix : 7 marble chips) by volume, including cement slurry etc. complete : | [53 empty] | 9.08 | 40 mm thick marble chips flooring rubbed and polished to granolithic finish, under layer 34 mm thick cement concrete 1:2:4 (1 cement : 2 coarse sand : 4 graded stone aggregate 12.5 mm nominal size) and top layer 6mm thick with white, black, chocolate, grey, yellow or green marble chips of sizes from 1 mm to 4 mm nominal size, laid in cement marble powder mix 3:1 (3 cement : 1 marble powder) by weight in proportion of 4:7 (4 cement marble powder mix : 7 marble chips) by volume, including cement slurry etc. complete :
9.09 | Medium shade pigment with 50% white cement and 50% ordinary cement |  | 2 | sqm | 814.56 |  |  | Excess(+) | 1 | Full Conversion | INR | [40 empty] | #VALUE! | #VALUE! | #VALUE! | 9.09 | Medium shade pigment with 50% white cement and 50% ordinary cement | 2 | sqm
9.1 | Marble chips skirting up to 30 cm height, rubbed and polished to granolithic finish, top layer 6 mm thick with white, black, chocolate, grey, yellow or green marble chips of sizes from smallest to 4 mm nominal size, laid in cement marble powder mix 3:1 (3 cement : 1 marble powder) by weight in proportion of 4:7 (4 cement marble powder mix : 7 marble chips) by volume : | [53 empty] | 9.1 | Marble chips skirting up to 30 cm height, rubbed and polished to granolithic finish, top layer 6 mm thick with white, black, chocolate, grey, yellow or green marble chips of sizes from smallest to 4 mm nominal size, laid in cement marble powder mix 3:1 (3 cement : 1 marble powder) by weight in proportion of 4:7 (4 cement marble powder mix : 7 marble chips) by volume :
9.11 | 18 mm thick with under layer 12 mm thick in cement plaster 1:3 (1 cement : 3 coarse sand) : | [53 empty] | 9.11 | 18 mm thick with under layer 12 mm thick in cement plaster 1:3 (1 cement : 3 coarse sand) :
9.12 | Medium shade pigment with 50% white cement and 50% ordinary cement |  | 2 | sqm | 1381.15 |  |  | Excess(+) | 1 | Full Conversion | INR | [40 empty] | #VALUE! | #VALUE! | #VALUE! | 9.12 | Medium shade pigment with 50% white cement and 50% ordinary cement | 2 | sqm
9.13 | Providing and fixing glass strips in joints of terrazo/ cement concrete floors. | [53 empty] | 9.13 | Providing and fixing glass strips in joints of terrazo/ cement concrete floors.
9.14 | 40 mm wide and 4 mm thick |  | 100 | metre | 69.71 |  |  | Excess(+) | 1 | Full Conversion | INR | [40 empty] | #VALUE! | #VALUE! | #VALUE! | 9.14 | 40 mm wide and 4 mm thick | 100 | metre
9.15 | Kota stone slab flooring over 20 mm (average) thick base laid over and jointed with grey cement slurry mixed with pigment to match the shade of the slab, including rubbing and polishing complete with base of cement mortar 1 : 4 (1 cement : 4 coarse sand) : | [53 empty] | 9.15 | Kota stone slab flooring over 20 mm (average) thick base laid over and jointed with grey cement slurry mixed with pigment to match the shade of the slab, including rubbing and polishing complete with base of cement mortar 1 : 4 (1 cement : 4 coarse sand) :
9.16 | 25 mm thick |  | 20 | sqm | 1496.36 |  |  | Excess(+) | 1 | Full Conversion | INR | [40 empty] | #VALUE! | #VALUE! | #VALUE! | 9.16 | 25 mm thick | 20 | sqm
9.17 | Kota stone slabs 20 mm thick in risers of steps, skirting, dado and pillars laid on 12 mm (average) thick cement mortar 1:3 (1 cement: 3 coarse sand) and jointed with grey cement slurry mixed with pigment to match the shade of the slabs, including rubbing and polishing complete. |  | 20 | sqm | 1787.42 |  |  | Excess(+) | 1 | Full Conversion | INR | [40 empty] | #VALUE! | #VALUE! | #VALUE! | 9.17 | Kota stone slabs 20 mm thick in risers of steps, skirting, dado and pillars laid on 12 mm (average) thick cement mortar 1:3 (1 cement: 3 coarse sand) and jointed with grey cement slurry mixed with pigment to match the shade of the slabs, including rubbing and polishing complete. | 20 | sqm
9.18 | 40 mm thick fine dressed stone flooring over 20 mm (average) thick base of cement mortar 1:5 (1 cement : 5 coarse sand) with joints finished flush. | [53 empty] | 9.18 | 40 mm thick fine dressed stone flooring over 20 mm (average) thick base of cement mortar 1:5 (1 cement : 5 coarse sand) with joints finished flush.
9.19 | Red sand stone |  | 10 | sqm | 866.59 |  |  | Excess(+) | 1 | Full Conversion | INR | [40 empty] | #VALUE! | #VALUE! | #VALUE! | 9.19 | Red sand stone | 10 | sqm
9.2 | Extra for pre finished nosing in treads of steps of Kota stone/ sand stone slab. |  | 20 | metre | 137.97 |  |  | Excess(+) | 1 | Full Conversion | INR | [40 empty] | #VALUE! | #VALUE! | #VALUE! | 9.2 | Extra for pre finished nosing in treads of steps of Kota stone/ sand stone slab. | 20 | metre
9.21 | Extra for Kota stone/ sand stone in treads of steps and risers using single length up to 1.05 metre. |  | 20 | sqm | 31.87 |  |  | Excess(+) | 1 | Full Conversion | INR | [40 empty] | #VALUE! | #VALUE! | #VALUE! | 9.21 | Extra for Kota stone/ sand stone in treads of steps and risers using single length up to 1.05 metre. | 20 | sqm
9.22 | Providing and laying Ceramic glazed floor tiles of size 300x300 mm (thickness to be specified by the manufacturer) of 1st quality conforming to IS : 15622 of approved make in colours such as White, Ivory, Grey, Fume Red Brown, laid on 20 mm thick cement mortar 1:4 (1 Cement : 4 Coarse sand), Jointing with grey cement slurry @ 3.3 kg/sqm including pointing the joints with white cement and matching pigment etc., complete. |  | 20 | sqm | 820.34 |  |  | Excess(+) | 1 | Full Conversion | INR | [40 empty] | #VALUE! | #VALUE! | #VALUE! | 9.22 | Providing and laying Ceramic glazed floor tiles of size 300x300 mm (thickness to be specified by the manufacturer) of 1st quality conforming to IS : 15622 of approved make in colours such as White, Ivory, Grey, Fume Red Brown, laid on 20 mm thick cement mortar 1:4 (1 Cement : 4 Coarse sand), Jointing with grey cement slurry @ 3.3 kg/sqm including pointing the joints with white cement and matching pigment etc., complete. | 20 | sqm
9.23 | Providing and fixing 1st quality ceramic glazed floor tiles conforming to IS : 15622 (thickness to be specified by the manufacturer ) of approved make in all colours, shades except burgundy, bottle green, black of any size as approved by Engineer-in-Charge in skirting, risers of steps and dados over 12 mm thick bed of cement Mortar 1:3 (1 cement: 3 coarse sand) and jointing with grey cement slurry @ 3.3kg per sqm including pointing in white cement mixed with pigment of matching shade complete. |  | 20 | sqm | 822.88 |  |  | Excess(+) | 1 | Full Conversion | INR | [40 empty] | #VALUE! | #VALUE! | #VALUE! | 9.23 | Providing and fixing 1st quality ceramic glazed floor tiles conforming to IS : 15622 (thickness to be specified by the manufacturer ) of approved make in all colours, shades except burgundy, bottle green, black of any size as approved by Engineer-in-Charge in skirting, risers of steps and dados over 12 mm thick bed of cement Mortar 1:3 (1 cement: 3 coarse sand) and jointing with grey cement slurry @ 3.3kg per sqm including pointing in white cement mixed with pigment of matching shade complete. | 20 | sqm
9.24 | Providing and laying vitrified floor tiles in different sizes (thickness to be specified by the manufacturer) with water absorption less than 0.08% and conforming to IS: 15622, of approved make, in all colours and shades, laid on 20mm thick cement mortar 1:4 (1 cement : 4 coarse sand), jointing with grey cement slurry @ 3.3 kg/ sqm including grouting the joints with white cement and matching pigments etc., complete. | [53 empty] | 9.24 | Providing and laying vitrified floor tiles in different sizes (thickness to be specified by the manufacturer) with water absorption less than 0.08% and conforming to IS: 15622, of approved make, in all colours and shades, laid on 20mm thick cement mortar 1:4 (1 cement : 4 coarse sand), jointing with grey cement slurry @ 3.3 kg/ sqm including grouting the joints with white cement and matching pigments etc., complete.
9.25 | Size of Tile 600x600 mm |  | 10 | sqm | 1242.13 |  |  | Excess(+) | 1 | Full Conversion | INR | [40 empty] | #VALUE! | #VALUE! | #VALUE! | 9.25 | Size of Tile 600x600 mm | 10 | sqm
9.26 | Providing and laying Vitrified tiles in floor in different sizes (thickness to be specified by the manufacturer) with water absorption less than 0.08% and conforming to IS:15622, of approved brand & manufacturer, in all colours and shade, laid on 20 mm thick cement mortar 1:4 (1 cement: 4 coarse sand) jointing with grey cement slurry @3.3 kg/sqm including grouting the joints with white cement and matching pigments etc. The tiles must be cut with the zero chipping diamond cutter only . Laying of tiles will be done with the notch trowel, plier, wedge, clips of required thickness, leveling system and rubber mallet for placing the tiles gently and easily. | [53 empty] | 9.26 | Providing and laying Vitrified tiles in floor in different sizes (thickness to be specified by the manufacturer) with water absorption less than 0.08% and conforming to IS:15622, of approved brand & manufacturer, in all colours and shade, laid on 20 mm thick cement mortar 1:4 (1 cement: 4 coarse sand) jointing with grey cement slurry @3.3 kg/sqm including grouting the joints with white cement and matching pigments etc. The tiles must be cut with the zero chipping diamond cutter only . Laying of tiles will be done with the notch trowel, plier, wedge, clips of required thickness, leveling system and rubber mallet for placing the tiles gently and easily.
9.27 | Double charge vitrified tile polished finish of size | [53 empty] | 9.27 | Double charge vitrified tile polished finish of size
9.28 | Size of Tile 600 x 600 mm |  | 50 | sqm | 1128.1 |  |  | Excess(+) | 1 | Full Conversion | INR | [40 empty] | #VALUE! | #VALUE! | #VALUE! | 9.28 | Size of Tile 600 x 600 mm | 50 | sqm
9.29 | Glazed Vitrified tiles Matt/Antiskid finish of size | [53 empty] | 9.29 | Glazed Vitrified tiles Matt/Antiskid finish of size
9.3 | Size of Tile 600 x 600 mm |  | 10 | sqm | 1149.54 |  |  | Excess(+) | 1 | Full Conversion | INR | [40 empty] | #VALUE! | #VALUE! | #VALUE! | 9.3 | Size of Tile 600 x 600 mm | 10 | sqm
9.31 | Providing and laying Vitrified tiles in different sizes (thickness to be specified by manufacturer), with water absorption less than 0.08 % and conforming to I.S. 15622, of approved make, in all colours & shade, in skirting, riser of steps, over 12 mm thick bed of cement mortar 1:3 (1 cement: 3 coarse sand), jointing with grey cement slurry @ 3.3 kg/ sqm including grouting the joint with white cement & matching pigments etc. complete. | [53 empty] | 9.31 | Providing and laying Vitrified tiles in different sizes (thickness to be specified by manufacturer), with water absorption less than 0.08 % and conforming to I.S. 15622, of approved make, in all colours & shade, in skirting, riser of steps, over 12 mm thick bed of cement mortar 1:3 (1 cement: 3 coarse sand), jointing with grey cement slurry @ 3.3 kg/ sqm including grouting the joint with white cement & matching pigments etc. complete.
9.32 | Size of Tile 600x600 mm |  | 10 | sqm | 1285.84 |  |  | Excess(+) | 1 | Full Conversion | INR | [40 empty] | #VALUE! | #VALUE! | #VALUE! | 9.32 | Size of Tile 600x600 mm | 10 | sqm
9.33 | Providing and laying Vitrified tiles in different sizes (thickness to be specified by the manufacturer), with water absorption less than 0.08% and conforming to IS: 15622, of approved brand & manufacturer, in all colours and shade, in skirting, riser of steps, laid with cement based high polymer modified quick set tile adhesive (water based) conforming to IS: 15477, in average 6 mm thickness, including grouting of joints (Payment for grouting of joints to be made separately). | [53 empty] | 9.33 | Providing and laying Vitrified tiles in different sizes (thickness to be specified by the manufacturer), with water absorption less than 0.08% and conforming to IS: 15622, of approved brand & manufacturer, in all colours and shade, in skirting, riser of steps, laid with cement based high polymer modified quick set tile adhesive (water based) conforming to IS: 15477, in average 6 mm thickness, including grouting of joints (Payment for grouting of joints to be made separately).
9.34 | Size of Tile 600x600 mm |  | 10 | sqm | 1469.66 |  |  | Excess(+) | 1 | Full Conversion | INR | [40 empty] | #VALUE! | #VALUE! | #VALUE! | 9.34 | Size of Tile 600x600 mm | 10 | sqm
9.35 | Grouting the joints of flooring tiles having joints of 3 mm width, using epoxy grout mix of 0.70 kg of organic coated filler of desired shade (0.10 kg of hardener and 0.20 kg of resin per kg), including filling / grouting and finishing complete as per direction of Engineer-in-charge. | [53 empty] | 9.35 | Grouting the joints of flooring tiles having joints of 3 mm width, using epoxy grout mix of 0.70 kg of organic coated filler of desired shade (0.10 kg of hardener and 0.20 kg of resin per kg), including filling / grouting and finishing complete as per direction of Engineer-in-charge.
9.36 | Size of Tile 600x600 mm |  | 50 | sqm | 226.79 |  |  | Excess(+) | 1 | Full Conversion | INR | [40 empty] | #VALUE! | #VALUE! | #VALUE! | 9.36 | Size of Tile 600x600 mm | 50 | sqm
9.37 | Providing and laying Vitrified tiles in floor with different sizes (thickness to be specified by the manufacturer), with water absorption less than 0.08% and conforming to IS:15622, of approved brand & manufacturer, in all colours and shade, laid with cement based high polymer modified quick set tile adhesive (water based) conforming to IS : 15477, in average 6 mm thickness, including grouting of joints (Payment for grouting of joints to be made separately). | [53 empty] | 9.37 | Providing and laying Vitrified tiles in floor with different sizes (thickness to be specified by the manufacturer), with water absorption less than 0.08% and conforming to IS:15622, of approved brand & manufacturer, in all colours and shade, laid with cement based high polymer modified quick set tile adhesive (water based) conforming to IS : 15477, in average 6 mm thickness, including grouting of joints (Payment for grouting of joints to be made separately).
9.38 | Size of Tile 600x600 mm |  | 100 | sqm | 1348.01 |  |  | Excess(+) | 1 | Full Conversion | INR | [40 empty] | #VALUE! | #VALUE! | #VALUE! | 9.38 | Size of Tile 600x600 mm | 100 | sqm
9.39 | Deduct for not grouting the joints with white cement and matching pigment in the items of fixing of vitrified tiles. |  | 50 | sqm | 10.26 |  |  | Excess(+) | 1 | Full Conversion | INR | [40 empty] | #VALUE! | #VALUE! | #VALUE! | 9.39 | Deduct for not grouting the joints with white cement and matching pigment in the items of fixing of vitrified tiles. | 50 | sqm
9.4 | "Extra for making steps of stairs antiskid by making band of 3 Nos. grooves, 3 mm wide along the length of stone by stone cutting machine including grinding and polishing etc. complete (Length of band to measured for payment in running meter). Kota Stone" |  | 2 | RM | 139.41 |  |  | Excess(+) | 1 | Full Conversion | INR | [40 empty] | #VALUE! | #VALUE! | #VALUE! | 9.4 | "Extra for making steps of stairs antiskid by making band of 3 Nos. grooves, 3 mm wide along the length of stone by stone cutting machine including grinding and polishing etc. complete (Length of band to measured for payment in running meter). Kota Stone" | 2 | RM
9.41 | Providing & fixing AC sheet strips 75 mm wide 6 mm thick in CC flooring pavement etc. complete. |  | 5 | Meter | 33.32 |  |  | Excess(+) | 1 | Full Conversion | INR | [40 empty] | #VALUE! | #VALUE! | #VALUE! | 9.41 | Providing & fixing AC sheet strips 75 mm wide 6 mm thick in CC flooring pavement etc. complete. | 5 | Meter
9.42 | Providing & fixing machine-cut & machined polished 25 mm thick Kota Stone Stone in treads of steps, sill, copings,parapet top, window sill, planter top and such other locations, laid on 20 mm (average) thick cement mortar 1:4 (1cement:4coarse sand) and jointed with grey cement slurry mixed with pigment to match the shades of the slabs, including rubbing and polishing complete.The Stone used should be in one single piece of minimum 900 mm long & above and width as per rquirement etc. complete, all as per drawing and direction of Engineer-in-charge. |  | 4 | Sqm | 1642.66 |  |  | Excess(+) | 1 | Full Conversion | INR | [40 empty] | #VALUE! | #VALUE! | #VALUE! | 9.42 | Providing & fixing machine-cut & machined polished 25 mm thick Kota Stone Stone in treads of steps, sill, copings,parapet top, window sill, planter top and such other locations, laid on 20 mm (average) thick cement mortar 1:4 (1cement:4coarse sand) and jointed with grey cement slurry mixed with pigment to match the shades of the slabs, including rubbing and polishing complete.The Stone used should be in one single piece of minimum 900 mm long & above and width as per rquirement etc. complete, all as per drawing and direction of Engineer-in-charge. | 4 | Sqm
9.43 | Extra for Providing and fixing of 8 mm to 9 mm tick cermicg glazed wall tiles instead of 5 mm thick cermic glazed wall tiles |  | 10 | Sqm | 155.81 |  |  | Excess(+) | 1 | Full Conversion | INR | [40 empty] | #VALUE! | #VALUE! | #VALUE! | 9.43 | Extra for Providing and fixing of 8 mm to 9 mm tick cermicg glazed wall tiles instead of 5 mm thick cermic glazed wall tiles | 10 | Sqm
9.44 | Extra for providing and fixing Vitrified floor tiles 60x60 cm size in double charge instead of ordinary Vitrified floor tiles 60x60 cm size |  | 100 | Sqm | 120.21 |  |  | Excess(+) | 1 | Full Conversion | INR | [40 empty] | #VALUE! | #VALUE! | #VALUE! | 9.44 | Extra for providing and fixing Vitrified floor tiles 60x60 cm size in double charge instead of ordinary Vitrified floor tiles 60x60 cm size | 100 | Sqm
10 | ROOFING | [53 empty] | 10 | ROOFING
10.01 | Providing corrugated G.S. sheet roofing including vertical / curved surface fixed with polymer coated J or L hooks, bolts and nuts 8 mm diameter with bitumen and G.I. limpet washers or with G.I. limpet washers filled with white lead, including a coat of approved steel primer and two coats of approved paint on overlapping of sheets complete (up to any pitch in horizontal/ vertical or curved surfaces), excluding the cost of purlins, rafters and trusses and including cutting to size and shape wherever required. | [53 empty] | 10.01 | Providing corrugated G.S. sheet roofing including vertical / curved surface fixed with polymer coated J or L hooks, bolts and nuts 8 mm diameter with bitumen and G.I. limpet washers or with G.I. limpet washers filled with white lead, including a coat of approved steel primer and two coats of approved paint on overlapping of sheets complete (up to any pitch in horizontal/ vertical or curved surfaces), excluding the cost of purlins, rafters and trusses and including cutting to size and shape wherever required.
10.02 | 0.63 mm thick with zinc coating not less than 275 gm/ m² |  | 1 | sqm | 857.52 |  |  | Excess(+) | 1 | Full Conversion | INR | [40 empty] | #VALUE! | #VALUE! | #VALUE! | 10.02 | 0.63 mm thick with zinc coating not less than 275 gm/ m² | 1 | sqm
10.03 | Extra for providing and fixing wind ties of 40x 6 mm flat iron section. |  | 1 | metre | 143.49 |  |  | Excess(+) | 1 | Full Conversion | INR | [40 empty] | #VALUE! | #VALUE! | #VALUE! | 10.03 | Extra for providing and fixing wind ties of 40x 6 mm flat iron section. | 1 | metre
10.04 | Providing gola 75x75 mm in cement concrete 1:2:4 (1 cement : 2 coarse sand : 4 stone aggregate 10 mm and down gauge), including finishing with cement mortar 1:3 (1 cement : 3 fine sand) as per standard design : | [53 empty] | 10.04 | Providing gola 75x75 mm in cement concrete 1:2:4 (1 cement : 2 coarse sand : 4 stone aggregate 10 mm and down gauge), including finishing with cement mortar 1:3 (1 cement : 3 fine sand) as per standard design :
10.05 | In 75x75 mm deep chase |  | 1 | metre | 228.15 |  |  | Excess(+) | 1 | Full Conversion | INR | [40 empty] | #VALUE! | #VALUE! | #VALUE! | 10.05 | In 75x75 mm deep chase | 1 | metre
10.06 | Making khurras 45x45 cm with average minimum thickness of 5 cm cement concrete 1:2:4 (1 cement : 2 coarse sand : 4 graded stone aggregate of 20 mm nominal size) over P.V.C. sheet 1 m x1 m x 400 micron, finished with 12 mm cement plaster 1:3 (1 cement : 3 coarse sand) and a coat of neat cement, rounding the edges and making and finishing the outlet complete. |  | 1 | each | 233.76 |  |  | Excess(+) | 1 | Full Conversion | INR | [40 empty] | #VALUE! | #VALUE! | #VALUE! | 10.06 | Making khurras 45x45 cm with average minimum thickness of 5 cm cement concrete 1:2:4 (1 cement : 2 coarse sand : 4 graded stone aggregate of 20 mm nominal size) over P.V.C. sheet 1 m x1 m x 400 micron, finished with 12 mm cement plaster 1:3 (1 cement : 3 coarse sand) and a coat of neat cement, rounding the edges and making and finishing the outlet complete. | 1 | each
10.07 | Providing and fixing on wall face unplasticised Rigid PVC rain water pipes conforming to IS : 13592 Type A, including jointing with seal ring conforming to IS : 5382, leaving 10 mm gap for thermal expansion, (i) Single socketed pipes. | [53 empty] | 10.07 | Providing and fixing on wall face unplasticised Rigid PVC rain water pipes conforming to IS : 13592 Type A, including jointing with seal ring conforming to IS : 5382, leaving 10 mm gap for thermal expansion, (i) Single socketed pipes.
10.08 | 75 mm diameter |  | 2 | metre | 186.76 |  |  | Excess(+) | 1 | Full Conversion | INR | [40 empty] | #VALUE! | #VALUE! | #VALUE! | 10.08 | 75 mm diameter | 2 | metre
10.09 | 110 mm diameter |  | 50 | metre | 280.36 |  |  | Excess(+) | 1 | Full Conversion | INR | [40 empty] | #VALUE! | #VALUE! | #VALUE! | 10.09 | 110 mm diameter | 50 | metre
10.1 | Providing and fixing on wall face unplasticised - PVC moulded fittings/ accessories for unplasticised Rigid PVC rain water pipes conforming to IS : 13592 Type A, including jointing with seal ring conforming to IS : 5382, leaving 10 mm gap for thermal expansion. | [53 empty] | 10.1 | Providing and fixing on wall face unplasticised - PVC moulded fittings/ accessories for unplasticised Rigid PVC rain water pipes conforming to IS : 13592 Type A, including jointing with seal ring conforming to IS : 5382, leaving 10 mm gap for thermal expansion.
10.11 | Coupler | [53 empty] | 10.11 | Coupler
10.12 | 75 mm |  | 1 | each | 69.97 |  |  | Excess(+) | 1 | Full Conversion | INR | [40 empty] | #VALUE! | #VALUE! | #VALUE! | 10.12 | 75 mm | 1 | each
10.13 | 110 mm |  | 1 | each | 105.17 |  |  | Excess(+) | 1 | Full Conversion | INR | [40 empty] | #VALUE! | #VALUE! | #VALUE! | 10.13 | 110 mm | 1 | each
10.14 | Single pushfit Coupler | [53 empty] | 10.14 | Single pushfit Coupler
10.15 | 75 mm |  | 1 | each | 69.97 |  |  | Excess(+) | 1 | Full Conversion | INR | [40 empty] | #VALUE! | #VALUE! | #VALUE! | 10.15 | 75 mm | 1 | each
10.16 | 110 mm |  | 1 | each | 96.98 |  |  | Excess(+) | 1 | Full Conversion | INR | [40 empty] | #VALUE! | #VALUE! | #VALUE! | 10.16 | 110 mm | 1 | each
10.17 | Single tee with door | [53 empty] | 10.17 | Single tee with door
10.18 | 75x75x75 mm |  | 1 | each | 124.11 |  |  | Excess(+) | 1 | Full Conversion | INR | [40 empty] | #VALUE! | #VALUE! | #VALUE! | 10.18 | 75x75x75 mm | 1 | each
10.19 | 110x110x110 mm |  | 1 | each | 180.14 |  |  | Excess(+) | 1 | Full Conversion | INR | [40 empty] | #VALUE! | #VALUE! | #VALUE! | 10.19 | 110x110x110 mm | 1 | each
10.2 | Single tee without door | [53 empty] | 10.2 | Single tee without door
10.21 | 75x75x75 mm |  | 1 | each | 108.9 |  |  | Excess(+) | 1 | Full Conversion | INR | [40 empty] | #VALUE! | #VALUE! | #VALUE! | 10.21 | 75x75x75 mm | 1 | each
10.22 | 110x110x110 mm |  | 1 | each | 167.25 |  |  | Excess(+) | 1 | Full Conversion | INR | [40 empty] | #VALUE! | #VALUE! | #VALUE! | 10.22 | 110x110x110 mm | 1 | each
10.23 | Bend 87.5° | [53 empty] | 10.23 | Bend 87.5°
10.24 | 75 mm bend |  | 1 | each | 80.49 |  |  | Excess(+) | 1 | Full Conversion | INR | [40 empty] | #VALUE! | #VALUE! | #VALUE! | 10.24 | 75 mm bend | 1 | each
10.25 | 110 mm bend |  | 1 | each | 115.74 |  |  | Excess(+) | 1 | Full Conversion | INR | [40 empty] | #VALUE! | #VALUE! | #VALUE! | 10.25 | 110 mm bend | 1 | each
10.26 | Shoe (Plain) | [53 empty] | 10.26 | Shoe (Plain)
10.27 | 75 mm Shoe |  | 1 | each | 71.11 |  |  | Excess(+) | 1 | Full Conversion | INR | [40 empty] | #VALUE! | #VALUE! | #VALUE! | 10.27 | 75 mm Shoe | 1 | each
10.28 | 110 mm Shoe |  | 1 | each | 101.67 |  |  | Excess(+) | 1 | Full Conversion | INR | [40 empty] | #VALUE! | #VALUE! | #VALUE! | 10.28 | 110 mm Shoe | 1 | each
10.29 | Providing and fixing unplasticised -PVC pipe clips of approved design to unplasticised - PVC rain water pipes by means of 50x50x50 mm hard wood plugs, screwed with M.S. screws of required length, including cutting brick work and fixing in cement mortar 1:4 (1 cement : 4 coarse sand) and making good the wall etc. complete. | [53 empty] | 10.29 | Providing and fixing unplasticised -PVC pipe clips of approved design to unplasticised - PVC rain water pipes by means of 50x50x50 mm hard wood plugs, screwed with M.S. screws of required length, including cutting brick work and fixing in cement mortar 1:4 (1 cement : 4 coarse sand) and making good the wall etc. complete.
10.3 | 75 mm |  | 1 | each | 272.56 |  |  | Excess(+) | 1 | Full Conversion | INR | [40 empty] | #VALUE! | #VALUE! | #VALUE! | 10.3 | 75 mm | 1 | each
10.31 | 110 mm |  | 1 | each | 271.37 |  |  | Excess(+) | 1 | Full Conversion | INR | [40 empty] | #VALUE! | #VALUE! | #VALUE! | 10.31 | 110 mm | 1 | each
10.32 | Providing and fixing false ceiling at all height including providing and fixing of frame work made of special sections, power pressed from M.S. sheets and galvanized with zinc coating of 120 gms/sqm (both side inclusive) as per IS : 277 and consisting of angle cleats of size 25 mm wide x 1.6 mm thick with flanges of 27 mm and 37mm, at 1200 mm centre to centre, one flange fixed to the ceiling with dash fastener 12.5 mm dia x 50mm long with 6mm dia bolts, other flange of cleat fixed to the angle hangers of 25x10x0.50 mm of required length with nuts & bolts of required size and other end of angle hanger fixed with intermediate G.I. channels 45x15x0.9 mm running at the spacing of 1200 mm centre to centre, to which the ceiling section 0.5 mm thick bottom wedge of 80 mm with tapered flanges of 26 mm each having lips of 10.5 mm, at 450 mm centre to centre, shall be fixed in a direction perpendicular to G.I. intermediate channel with connecting clips made out of 2.64 mm dia x 230 mm long G.I. wire at every junction, including fixing perimeter channels 0.5 mm thick 27 mm high having flanges of 20 mm and 30 mm long, the perimeter of ceiling fixed to wall/partition with the help of rawl plugs at 450 mm centre, with 25mm long dry wall screws @ 230 mm interval, including fixing of gypsum board to ceiling section and perimeter channel with the help of dry wall screws of size 3.5 x 25 mm at 230 mm c/c, including jointing and finishing to a flush finish of tapered and square edges of the board with recommended jointing compound , jointing tapes , finishing with jointing compound in 3 layers covering upto 150 mm on both sides of joint and two coats of primer suitable for board, all as per manufacturer's specification and also including the cost of making openings for light fittings, grills, diffusers, cutouts made with frame of perimeter channels suitably fixed, all complete as per drawings, specification and direction of the Engineer in Charge but excluding the cost of painting with : | [53 empty] | 10.32 | Providing and fixing false ceiling at all height including providing and fixing of frame work made of special sections, power pressed from M.S. sheets and galvanized with zinc coating of 120 gms/sqm (both side inclusive) as per IS : 277 and consisting of angle cleats of size 25 mm wide x 1.6 mm thick with flanges of 27 mm and 37mm, at 1200 mm centre to centre, one flange fixed to the ceiling with dash fastener 12.5 mm dia x 50mm long with 6mm dia bolts, other flange of cleat fixed to the angle hangers of 25x10x0.50 mm of required length with nuts & bolts of required size and other end of angle hanger fixed with intermediate G.I. channels 45x15x0.9 mm running at the spacing of 1200 mm centre to centre, to which the ceiling section 0.5 mm thick bottom wedge of 80 mm with tapered flanges of 26 mm each having lips of 10.5 mm, at 450 mm centre to centre, shall be fixed in a direction perpendicular to G.I. intermediate channel with connecting clips made out of 2.64 mm dia x 230 mm long G.I. wire at every junction, including fixing perimeter channels 0.5 mm thick 27 mm high having flanges of 20 mm and 30 mm long, the perimeter of ceiling fixed to wall/partition with the help of rawl plugs at 450 mm centre, with 25mm long dry wall screws @ 230 mm interval, including fixing of gypsum board to ceiling section and perimeter channel with the help of dry wall screws of size 3.5 x 25 mm at 230 mm c/c, including jointing and finishing to a flush finish of tapered and square edges of the board with recommended jointing compound , jointing tapes , finishing with jointing compound in 3 layers covering upto 150 mm on both sides of joint and two coats of primer suitable for board, all as per manufacturer's specification and also including the cost of making openings for light fittings, grills, diffusers, cutouts made with frame of perimeter channels suitably fixed, all complete as per drawings, specification and direction of the Engineer in Charge but excluding the cost of painting with :
10.33 | 12.5 mm thick tapered edge gypsum plain board conforming to IS: 2095- (Part I) :2011 (Board with BIS certification marks) |  | 1 | sqm | 1004.78 |  |  | Excess(+) | 1 | Full Conversion | INR | [40 empty] | #VALUE! | #VALUE! | #VALUE! | 10.33 | 12.5 mm thick tapered edge gypsum plain board conforming to IS: 2095- (Part I) :2011 (Board with BIS certification marks) | 1 | sqm
10.34 | Fully Perforated Gypsum Plaster Board of size 1200 x 2400x12.5 mm having approx. 15 % perforated area with perforation size and pattern as approved by the Engineer- in-charge and as per manufacturer's specification, with all 4 side tapered and backed by acoustical tissue with NRC value not less than 0.60 |  | 1 | sqm | 1300.44 |  |  | Excess(+) | 1 | Full Conversion | INR | [40 empty] | #VALUE! | #VALUE! | #VALUE! | 10.34 | Fully Perforated Gypsum Plaster Board of size 1200 x 2400x12.5 mm having approx. 15 % perforated area with perforation size and pattern as approved by the Engineer- in-charge and as per manufacturer's specification, with all 4 side tapered and backed by acoustical tissue with NRC value not less than 0.60 | 1 | sqm
10.35 | Providing and fixing precoated galvanised iron profile sheets (size, shape and pitch of corrugation as approved by Engineer-in-charge) 0.50 mm (+ 0.05 %) total coated thickness with zinc coating 120 grams per sqm as per IS: 277, in 240 mpa steel grade, 5-7 microns epoxy primer on both side of the sheet and polyester top coat 15-18 microns. Sheet should have protective guard film of 25 microns minimum to avoid scratches during transportation and should be supplied in single length upto 12 metre or as desired by Engineer- in-charge. The sheet shall be fixed using self drilling /self tapping screws of size (5.5x 55 mm) with EPDM seal, complete upto any pitch in horizontal/ vertical or curved surfaces, excluding the cost of purlins, rafters and trusses and including cutting to size and shape wherever required. |  | 1 | sqm | 588.82 |  |  | Excess(+) | 1 | Full Conversion | INR | [40 empty] | #VALUE! | #VALUE! | #VALUE! | 10.35 | Providing and fixing precoated galvanised iron profile sheets (size, shape and pitch of corrugation as approved by Engineer-in-charge) 0.50 mm (+ 0.05 %) total coated thickness with zinc coating 120 grams per sqm as per IS: 277, in 240 mpa steel grade, 5-7 microns epoxy primer on both side of the sheet and polyester top coat 15-18 microns. Sheet should have protective guard film of 25 microns minimum to avoid scratches during transportation and should be supplied in single length upto 12 metre or as desired by Engineer- in-charge. The sheet shall be fixed using self drilling /self tapping screws of size (5.5x 55 mm) with EPDM seal, complete upto any pitch in horizontal/ vertical or curved surfaces, excluding the cost of purlins, rafters and trusses and including cutting to size and shape wherever required. | 1 | sqm
10.36 | Providing and fixing precoated galvanised steel sheet roofing accessories 0.50 mm (+0.05 %) total coated thickness, Zinc coating 120 grams per sqm as per IS: 277, in 240 mpa steel grade, 5-7 microns epoxy primer on both side of the sheet and polyester top coat 15-18 microns using self drilling/ self tapping screws complete : | [53 empty] | 10.36 | Providing and fixing precoated galvanised steel sheet roofing accessories 0.50 mm (+0.05 %) total coated thickness, Zinc coating 120 grams per sqm as per IS: 277, in 240 mpa steel grade, 5-7 microns epoxy primer on both side of the sheet and polyester top coat 15-18 microns using self drilling/ self tapping screws complete :
10.37 | Ridges plain (500 - 600mm) |  | 1 | metre | 395.09 |  |  | Excess(+) | 1 | Full Conversion | INR | [40 empty] | #VALUE! | #VALUE! | #VALUE! | 10.37 | Ridges plain (500 - 600mm) | 1 | metre
10.38 | Gutter (600 mm over all girth) |  | 1 | metre | 973.78 |  |  | Excess(+) | 1 | Full Conversion | INR | [40 empty] | #VALUE! | #VALUE! | #VALUE! | 10.38 | Gutter (600 mm over all girth) | 1 | metre
11 | FINISHING | [53 empty] | 11 | FINISHING
11.01 | 20 mm cement plaster of mix : | [53 empty] | 11.01 | 20 mm cement plaster of mix :
11.02 | 1:6 (1 cement: 6 fine sand) |  | 20 | sqm | 335.03 |  |  | Excess(+) | 1 | Full Conversion | INR | [40 empty] | #VALUE! | #VALUE! | #VALUE! | 11.02 | 1:6 (1 cement: 6 fine sand) | 20 | sqm
11.03 | 12 mm cement plaster of mix : | [53 empty] | 11.03 | 12 mm cement plaster of mix :
11.04 | 1:4 (1 cement: 4 coarse sand) |  | 10 | sqm | 269.4 |  |  | Excess(+) | 1 | Full Conversion | INR | [40 empty] | #VALUE! | #VALUE! | #VALUE! | 11.04 | 1:4 (1 cement: 4 coarse sand) | 10 | sqm
11.05 | 1:6 (1 cement: 6 coarse sand) |  | 15 | sqm | 258.09 |  |  | Excess(+) | 1 | Full Conversion | INR | [40 empty] | #VALUE! | #VALUE! | #VALUE! | 11.05 | 1:6 (1 cement: 6 coarse sand) | 15 | sqm
11.06 | 15 mm cement plaster on rough side of single or half brick wall of mix: | [53 empty] | 11.06 | 15 mm cement plaster on rough side of single or half brick wall of mix:
11.07 | 1:6 (1 cement: 6 coarse sand) |  | 10 | sqm | 297.33 |  |  | Excess(+) | 1 | Full Conversion | INR | [40 empty] | #VALUE! | #VALUE! | #VALUE! | 11.07 | 1:6 (1 cement: 6 coarse sand) | 10 | sqm
11.08 | 20 mm cement plaster of mix : | [53 empty] | 11.08 | 20 mm cement plaster of mix :
11.09 | 1:6 (1 cement: 6 coarse sand) |  | 10 | sqm | 351.91 |  |  | Excess(+) | 1 | Full Conversion | INR | [40 empty] | #VALUE! | #VALUE! | #VALUE! | 11.09 | 1:6 (1 cement: 6 coarse sand) | 10 | sqm
11.1 | 12 mm cement plaster finished with a floating coat of neat cement of mix : | [53 empty] | 11.1 | 12 mm cement plaster finished with a floating coat of neat cement of mix :
11.11 | 1:4 (1 cement: 4 fine sand) |  | 5 | sqm | 316.79 |  |  | Excess(+) | 1 | Full Conversion | INR | [40 empty] | #VALUE! | #VALUE! | #VALUE! | 11.11 | 1:4 (1 cement: 4 fine sand) | 5 | sqm
11.12 | 15 mm cement plaster on rough side of single or half brick wall finished with a floating coat of neat cement of mix : | [53 empty] | 11.12 | 15 mm cement plaster on rough side of single or half brick wall finished with a floating coat of neat cement of mix :
11.13 | 1:4 (1 cement: 4 fine sand) |  | 5 | sqm | 356.07 |  |  | Excess(+) | 1 | Full Conversion | INR | [40 empty] | #VALUE! | #VALUE! | #VALUE! | 11.13 | 1:4 (1 cement: 4 fine sand) | 5 | sqm
11.14 | 6 mm cement plaster of mix : | [53 empty] | 11.14 | 6 mm cement plaster of mix :
11.15 | 1:3 (1 cement : 3 fine sand) |  | 10 | sqm | 221.88 |  |  | Excess(+) | 1 | Full Conversion | INR | [40 empty] | #VALUE! | #VALUE! | #VALUE! | 11.15 | 1:3 (1 cement : 3 fine sand) | 10 | sqm
11.16 | 6 mm cement plaster 1:3 (1 cement : 3 fine sand) finished with a floating coat of neat cement and thick coat of Lime wash on top of walls when dry for bearing of R.C.C. slabs and beams. |  | 2 | sqm | 293.03 |  |  | Excess(+) | 1 | Full Conversion | INR | [40 empty] | #VALUE! | #VALUE! | #VALUE! | 11.16 | 6 mm cement plaster 1:3 (1 cement : 3 fine sand) finished with a floating coat of neat cement and thick coat of Lime wash on top of walls when dry for bearing of R.C.C. slabs and beams. | 2 | sqm
11.17 | Neat cement punning. |  | 10 | sqm | 59.45 |  |  | Excess(+) | 1 | Full Conversion | INR | [40 empty] | #VALUE! | #VALUE! | #VALUE! | 11.17 | Neat cement punning. | 10 | sqm
11.18 | Rough cast plaster upto 10 m height above ground level with a mixture of sand and gravel or crushed stone from 6 mm to 10 mm nominal size, dashed over and including the fresh plaster in two layers, under layer 12 mm cement plaster 1:4 (1 cement : 4 coarse sand) and top layer 10 mm cement plaster 1:3 (1 cement : 3 fine sand) mixed with 10% finely grounded hydrated lime by volume of cement. | [53 empty] | 11.18 | Rough cast plaster upto 10 m height above ground level with a mixture of sand and gravel or crushed stone from 6 mm to 10 mm nominal size, dashed over and including the fresh plaster in two layers, under layer 12 mm cement plaster 1:4 (1 cement : 4 coarse sand) and top layer 10 mm cement plaster 1:3 (1 cement : 3 fine sand) mixed with 10% finely grounded hydrated lime by volume of cement.
11.19 | Ordinary cement finish using ordinary cement |  | 10 | sqm | 659.71 |  |  | Excess(+) | 1 | Full Conversion | INR | [40 empty] | #VALUE! | #VALUE! | #VALUE! | 11.19 | Ordinary cement finish using ordinary cement | 10 | sqm
11.2 | Extra for providing and mixing water proofing material in cement plaster work in proportion recommended by the manufacturers. |  | 10 | per bag of 50kg cement used in the mix | 53.09 |  |  | Excess(+) | 1 | Full Conversion | INR | [40 empty] | #VALUE! | #VALUE! | #VALUE! | 11.2 | Extra for providing and mixing water proofing material in cement plaster work in proportion recommended by the manufacturers. | 10 | per bag of 50kg cement used in the mix
11.21 | Pointing on brick work or brick flooring with cement mortar 1:3 (1 cement : 3 fine sand): | [53 empty] | 11.21 | Pointing on brick work or brick flooring with cement mortar 1:3 (1 cement : 3 fine sand):
11.22 | Flush / Ruled/ Struck or weathered pointing |  | 50 | sqm | 187.99 |  |  | Excess(+) | 1 | Full Conversion | INR | [40 empty] | #VALUE! | #VALUE! | #VALUE! | 11.22 | Flush / Ruled/ Struck or weathered pointing | 50 | sqm
11.23 | Raised and cut pointing |  | 20 | sqm | 306.31 |  |  | Excess(+) | 1 | Full Conversion | INR | [40 empty] | #VALUE! | #VALUE! | #VALUE! | 11.23 | Raised and cut pointing | 20 | sqm
11.24 | White washing with lime to give an even shade : | [53 empty] | 11.24 | White washing with lime to give an even shade :
11.25 | New work (three or more coats) |  | 200 | sqm | 28.45 |  |  | Excess(+) | 1 | Full Conversion | INR | [40 empty] | #VALUE! | #VALUE! | #VALUE! | 11.25 | New work (three or more coats) | 200 | sqm
11.26 | Distempering with oil bound washable distemper of approved brand and manufacture to give an even shade : | [53 empty] | 11.26 | Distempering with oil bound washable distemper of approved brand and manufacture to give an even shade :
11.27 | New work (two or more coats) over and including water thinnable priming coat with cement primer |  | 200 | sqm | 142.53 |  |  | Excess(+) | 1 | Full Conversion | INR | [40 empty] | #VALUE! | #VALUE! | #VALUE! | 11.27 | New work (two or more coats) over and including water thinnable priming coat with cement primer | 200 | sqm
11.28 | Distempering with 1st quality acrylic distemper (ready mixed) having VOC content less than 50 gms/litre, of approved manufacturer, of required shade and colour complete, as per manufacturer's specification. | [53 empty] | 11.28 | Distempering with 1st quality acrylic distemper (ready mixed) having VOC content less than 50 gms/litre, of approved manufacturer, of required shade and colour complete, as per manufacturer's specification.
11.29 | Two or more coats on new work |  | 1500 | sqm | 81.32 |  |  | Excess(+) | 1 | Full Conversion | INR | [40 empty] | #VALUE! | #VALUE! | #VALUE! | 11.29 | Two or more coats on new work | 1500 | sqm
11.3 | Applying one coat of water thinnable cement primer of approved brand and manufacture on wall surface : | [53 empty] | 11.3 | Applying one coat of water thinnable cement primer of approved brand and manufacture on wall surface :
11.31 | Water thinnable cement primer |  | 20 | sqm | 56.51 |  |  | Excess(+) | 1 | Full Conversion | INR | [40 empty] | #VALUE! | #VALUE! | #VALUE! | 11.31 | Water thinnable cement primer | 20 | sqm
11.32 | Finishing walls with water proofing cement paint of required shade : | [53 empty] | 11.32 | Finishing walls with water proofing cement paint of required shade :
11.33 | New work (Two or more coats applied @ 3.84 kg/10 sqm) |  | 100 | sqm | 85.58 |  |  | Excess(+) | 1 | Full Conversion | INR | [40 empty] | #VALUE! | #VALUE! | #VALUE! | 11.33 | New work (Two or more coats applied @ 3.84 kg/10 sqm) | 100 | sqm
11.34 | Finishing walls with Acrylic Smooth exterior paint of required shade : | [53 empty] | 11.34 | Finishing walls with Acrylic Smooth exterior paint of required shade :
11.35 | New work (Two or more coat applied @ 1.67 ltr/10 sqm over and including priming coat of exterior primer applied @ 2.20 kg/10 sqm) |  | 100 | sqm | 146.3 |  |  | Excess(+) | 1 | Full Conversion | INR | [40 empty] | #VALUE! | #VALUE! | #VALUE! | 11.35 | New work (Two or more coat applied @ 1.67 ltr/10 sqm over and including priming coat of exterior primer applied @ 2.20 kg/10 sqm) | 100 | sqm
11.36 | Finishing walls with Premium Acrylic Smooth exterior paint with Silicone additives of required shade: | [53 empty] | 11.36 | Finishing walls with Premium Acrylic Smooth exterior paint with Silicone additives of required shade:
11.37 | New work (Two or more coats applied @ 1.43 ltr/10 sqm over and including priming coat of exterior primer applied @ 2.20 kg/10 sqm) |  | 100 | sqm | 142.35 |  |  | Excess(+) | 1 | Full Conversion | INR | [40 empty] | #VALUE! | #VALUE! | #VALUE! | 11.37 | New work (Two or more coats applied @ 1.43 ltr/10 sqm over and including priming coat of exterior primer applied @ 2.20 kg/10 sqm) | 100 | sqm
11.38 | Applying priming coat: | [53 empty] | 11.38 | Applying priming coat:
11.39 | With ready mixed pink or Grey primer of approved brand and manufacture on wood work (hard and soft wood) |  | 10 | sqm | 53.88 |  |  | Excess(+) | 1 | Full Conversion | INR | [40 empty] | #VALUE! | #VALUE! | #VALUE! | 11.39 | With ready mixed pink or Grey primer of approved brand and manufacture on wood work (hard and soft wood) | 10 | sqm
11.4 | With ready mixed red oxide zinc chromate primer of approved brand and manufacture on steel galvanised iron/ steel works |  | 10 | sqm | 48.66 |  |  | Excess(+) | 1 | Full Conversion | INR | [40 empty] | #VALUE! | #VALUE! | #VALUE! | 11.4 | With ready mixed red oxide zinc chromate primer of approved brand and manufacture on steel galvanised iron/ steel works | 10 | sqm
11.41 | Painting with synthetic enamel paint of approved brand and manufacture to give an even shade : | [53 empty] | 11.41 | Painting with synthetic enamel paint of approved brand and manufacture to give an even shade :
11.42 | Two or more coats on new work |  | 100 | sqm | 115.26 |  |  | Excess(+) | 1 | Full Conversion | INR | [40 empty] | #VALUE! | #VALUE! | #VALUE! | 11.42 | Two or more coats on new work | 100 | sqm
11.43 | Painting with synthetic enamel paint of approved brand and manufacture of required colour to give an even shade : | [53 empty] | 11.43 | Painting with synthetic enamel paint of approved brand and manufacture of required colour to give an even shade :
11.44 | Two or more coats on new work over an under coat of suitable shade with ordinary paint of approved brand and manufacture |  | 200 | sqm | 167.82 |  |  | Excess(+) | 1 | Full Conversion | INR | [40 empty] | #VALUE! | #VALUE! | #VALUE! | 11.44 | Two or more coats on new work over an under coat of suitable shade with ordinary paint of approved brand and manufacture | 200 | sqm
11.45 | French spirit polishing : | [53 empty] | 11.45 | French spirit polishing :
11.46 | Two or more coats on new works including a coat of wood filler |  | 50 | sqm | 322.93 |  |  | Excess(+) | 1 | Full Conversion | INR | [40 empty] | #VALUE! | #VALUE! | #VALUE! | 11.46 | Two or more coats on new works including a coat of wood filler | 50 | sqm
11.47 | Lettering with black Japan paint of approved brand and manufacture |  | 50 | per letter per cm height | 4.43 |  |  | Excess(+) | 1 | Full Conversion | INR | [40 empty] | #VALUE! | #VALUE! | #VALUE! | 11.47 | Lettering with black Japan paint of approved brand and manufacture | 50 | per letter per cm height
11.48 | Forming groove of uniform size in the top layer of washed stone grit plaster as per approved pattern using wooden battens, nailed to the under layer, including removal of wooden battens, repair to the edges of panels and finishing the groove complete as per specifications and direction of the Engineer-in-charge : | [53 empty] | 11.48 | Forming groove of uniform size in the top layer of washed stone grit plaster as per approved pattern using wooden battens, nailed to the under layer, including removal of wooden battens, repair to the edges of panels and finishing the groove complete as per specifications and direction of the Engineer-in-charge :
11.49 | 15 mm wide and 15 mm deep groove |  | 30 | metre | 54.8 |  |  | Excess(+) | 1 | Full Conversion | INR | [40 empty] | #VALUE! | #VALUE! | #VALUE! | 11.49 | 15 mm wide and 15 mm deep groove | 30 | metre
11.5 | Forming groove of uniform size from 12x12 mm and upto 25x15 mm in the top layer of washed stone grit plastered surface as per approved pattern, including providing and fixing aluminum channels of appropriate size and thickness (not less than 2 mm), nailed to the under layer with rust proof screws and nails and finishing the groove complete as per specifications and direction of the Engineer-in- Charge. |  | 30 | metre | 77.77 |  |  | Excess(+) | 1 | Full Conversion | INR | [40 empty] | #VALUE! | #VALUE! | #VALUE! | 11.5 | Forming groove of uniform size from 12x12 mm and upto 25x15 mm in the top layer of washed stone grit plastered surface as per approved pattern, including providing and fixing aluminum channels of appropriate size and thickness (not less than 2 mm), nailed to the under layer with rust proof screws and nails and finishing the groove complete as per specifications and direction of the Engineer-in- Charge. | 30 | metre
11.51 | Providing and applying white cement based putty of average thickness 1 mm, of approved brand and manufacturer, over the plastered wall surface to prepare the surface even and smooth complete. |  | 1500 | sqm | 108.59 |  |  | Excess(+) | 1 | Full Conversion | INR | [40 empty] | #VALUE! | #VALUE! | #VALUE! | 11.51 | Providing and applying white cement based putty of average thickness 1 mm, of approved brand and manufacturer, over the plastered wall surface to prepare the surface even and smooth complete. | 1500 | sqm
11.52 | White washing with lime to give an even shade : | [53 empty] | 11.52 | White washing with lime to give an even shade :
11.53 | Old work (two or more coats) |  | 100 | sqm | 16.66 |  |  | Excess(+) | 1 | Full Conversion | INR | [40 empty] | #VALUE! | #VALUE! | #VALUE! | 11.53 | Old work (two or more coats) | 100 | sqm
11.54 | Old work (one or more coats) |  | 500 | sqm | 10.17 |  |  | Excess(+) | 1 | Full Conversion | INR | [40 empty] | #VALUE! | #VALUE! | #VALUE! | 11.54 | Old work (one or more coats) | 500 | sqm
11.55 | Removing white or colour wash by scrapping and sand papering and preparing the surface smooth including necessary repairs to scratches etc. complete |  | 200 | sqm | 14.34 |  |  | Excess(+) | 1 | Full Conversion | INR | [40 empty] | #VALUE! | #VALUE! | #VALUE! | 11.55 | Removing white or colour wash by scrapping and sand papering and preparing the surface smooth including necessary repairs to scratches etc. complete | 200 | sqm
11.56 | Distempering with 1st quality acrylic distember (Ready mix) having VOC content less than 50 grams/ litre of approved brand and manufacture to give an even shade : | [53 empty] | 11.56 | Distempering with 1st quality acrylic distember (Ready mix) having VOC content less than 50 grams/ litre of approved brand and manufacture to give an even shade :
11.57 | Old work (one or more coats) |  | 1500 | sqm | 49.8 |  |  | Excess(+) | 1 | Full Conversion | INR | [40 empty] | #VALUE! | #VALUE! | #VALUE! | 11.57 | Old work (one or more coats) | 1500 | sqm
11.58 | Removing dry or oil bound distemper, water proofing cement paint and the like by scrapping, sand papering and preparing the surface smooth including necessary repairs to scratches etc. complete. |  | 1800 | sqm | 18.28 |  |  | Excess(+) | 1 | Full Conversion | INR | [40 empty] | #VALUE! | #VALUE! | #VALUE! | 11.58 | Removing dry or oil bound distemper, water proofing cement paint and the like by scrapping, sand papering and preparing the surface smooth including necessary repairs to scratches etc. complete. | 1800 | sqm
11.59 | Wall painting with plastic emulsion paint of approved brand and manufacture to give an even shade: | [53 empty] | 11.59 | Wall painting with plastic emulsion paint of approved brand and manufacture to give an even shade:
11.6 | One or more coats on old work |  | 50 | sqm | 79.66 |  |  | Excess(+) | 1 | Full Conversion | INR | [40 empty] | #VALUE! | #VALUE! | #VALUE! | 11.6 | One or more coats on old work | 50 | sqm
11.61 | Painting with synthetic enamel paint of approved brand and manufacture of required colour to give an even shade : | [53 empty] | 11.61 | Painting with synthetic enamel paint of approved brand and manufacture of required colour to give an even shade :
11.62 | One or more coats on old work |  | 800 | sqm | 75.89 |  |  | Excess(+) | 1 | Full Conversion | INR | [40 empty] | #VALUE! | #VALUE! | #VALUE! | 11.62 | One or more coats on old work | 800 | sqm
11.63 | French spirit polishing : | [53 empty] | 11.63 | French spirit polishing :
11.64 | One or more coats on old work |  | 5 | sqm | 162.56 |  |  | Excess(+) | 1 | Full Conversion | INR | [40 empty] | #VALUE! | #VALUE! | #VALUE! | 11.64 | One or more coats on old work | 5 | sqm
11.65 | Distempering with 1st quality acrylic distemper (ready made) having VOC content less than 50 gm per ltr. of approved manufacturer and of required shade and colour complete. as per manufacturer's specification. | [53 empty] | 11.65 | Distempering with 1st quality acrylic distemper (ready made) having VOC content less than 50 gm per ltr. of approved manufacturer and of required shade and colour complete. as per manufacturer's specification.
11.66 | One or more coats on old work |  | 500 | sqm | 44.37 |  |  | Excess(+) | 1 | Full Conversion | INR | [40 empty] | #VALUE! | #VALUE! | #VALUE! | 11.66 | One or more coats on old work | 500 | sqm
11.67 | Finishing walls with water proofing cement paint of required shade : | [53 empty] | 11.67 | Finishing walls with water proofing cement paint of required shade :
11.68 | Old work (one or more coats applied @ 2.20 kg/10 sqm) over priming coat of primer applied @ 0.80 litrs/10 sqm complete including cost of Priming coat. |  | 200 | sqm | 82.55 |  |  | Excess(+) | 1 | Full Conversion | INR | [40 empty] | #VALUE! | #VALUE! | #VALUE! | 11.68 | Old work (one or more coats applied @ 2.20 kg/10 sqm) over priming coat of primer applied @ 0.80 litrs/10 sqm complete including cost of Priming coat. | 200 | sqm
11.69 | Old work (one or more coats @ 2.20 kg/10 sqm) complete. |  | 100 | sqm | 55.46 |  |  | Excess(+) | 1 | Full Conversion | INR | [40 empty] | #VALUE! | #VALUE! | #VALUE! | 11.69 | Old work (one or more coats @ 2.20 kg/10 sqm) complete. | 100 | sqm
11.7 | Finishing walls with Acrylic Smooth exterior paint of required shade : | [53 empty] | 11.7 | Finishing walls with Acrylic Smooth exterior paint of required shade :
11.71 | Old work (Two or more coat applied @ 1.67 ltr/ 10 sqm) on existing cement paint surface |  | 50 | sqm | 97.85 |  |  | Excess(+) | 1 | Full Conversion | INR | [40 empty] | #VALUE! | #VALUE! | #VALUE! | 11.71 | Old work (Two or more coat applied @ 1.67 ltr/ 10 sqm) on existing cement paint surface | 50 | sqm
11.72 | Old work (One or more coat applied @ 0.90 ltr/10 sqm). |  | 50 | sqm | 65.54 |  |  | Excess(+) | 1 | Full Conversion | INR | [40 empty] | #VALUE! | #VALUE! | #VALUE! | 11.72 | Old work (One or more coat applied @ 0.90 ltr/10 sqm). | 50 | sqm
11.73 | Melamine polishing on wood work (one or more coat). |  | 5 | sqm | 103.77 |  |  | Excess(+) | 1 | Full Conversion | INR | [40 empty] | #VALUE! | #VALUE! | #VALUE! | 11.73 | Melamine polishing on wood work (one or more coat). | 5 | sqm
12 | REPAIRS TO BUILDING | [53 empty] | 12 | REPAIRS TO BUILDING
12.01 | Repairs to plaster of thickness 12 mm to 20 mm in patches of area 2.5 sq.meters and under, including cutting the patch in proper shape, raking out joints and preparing and plastering the surface of the walls complete, including disposal of rubbish to the dumping ground, all complete as per direction of Engineer-in-Charge. | [53 empty] | 12.01 | Repairs to plaster of thickness 12 mm to 20 mm in patches of area 2.5 sq.meters and under, including cutting the patch in proper shape, raking out joints and preparing and plastering the surface of the walls complete, including disposal of rubbish to the dumping ground, all complete as per direction of Engineer-in-Charge.
12.02 | With cement mortar 1:4 (1cement: 4 coarse sand) |  | 1 | sqm | 419.11 |  |  | Excess(+) | 1 | Full Conversion | INR | [40 empty] | #VALUE! | #VALUE! | #VALUE! | 12.02 | With cement mortar 1:4 (1cement: 4 coarse sand) | 1 | sqm
12.03 | Fixing chowkhats in existing opening including embedding chowkhats in floors or walls cutting masonry for holdfasts, embedding hold fasts in cement concrete blocks of size 15 x 10 x 10 cm with cement concrete 1:3:6 (1 cement : 3 coarse sand : 6 graded stone aggregate 20 mm nominal size), painting two coats of approved wood preservative to sides of chowkhats and making good the damages to walls and floors as required complete, including disposal of rubbish to the dumping ground, all complete as per direction of Engineer-in-Charge. | [53 empty] | 12.03 | Fixing chowkhats in existing opening including embedding chowkhats in floors or walls cutting masonry for holdfasts, embedding hold fasts in cement concrete blocks of size 15 x 10 x 10 cm with cement concrete 1:3:6 (1 cement : 3 coarse sand : 6 graded stone aggregate 20 mm nominal size), painting two coats of approved wood preservative to sides of chowkhats and making good the damages to walls and floors as required complete, including disposal of rubbish to the dumping ground, all complete as per direction of Engineer-in-Charge.
12.04 | Door chowkhats |  | 1 | each | 1319.86 |  |  | Excess(+) | 1 | Full Conversion | INR | [40 empty] | #VALUE! | #VALUE! | #VALUE! | 12.04 | Door chowkhats | 1 | each
12.05 | Window chowkhats |  | 1 | each | 831.26 |  |  | Excess(+) | 1 | Full Conversion | INR | [40 empty] | #VALUE! | #VALUE! | #VALUE! | 12.05 | Window chowkhats | 1 | each
12.06 | Clerestory window chowkhats |  | 1 | each | 625.03 |  |  | Excess(+) | 1 | Full Conversion | INR | [40 empty] | #VALUE! | #VALUE! | #VALUE! | 12.06 | Clerestory window chowkhats | 1 | each
12.07 | Renewing glass panes, with putty and nails wherever necessary including racking out the old putty: | [53 empty] | 12.07 | Renewing glass panes, with putty and nails wherever necessary including racking out the old putty:
12.08 | Float glass panes of nominal thickness 4 mm (weight not less than 10kg/sqm) |  | 1 | sqm | 825.91 |  |  | Excess(+) | 1 | Full Conversion | INR | [40 empty] | #VALUE! | #VALUE! | #VALUE! | 12.08 | Float glass panes of nominal thickness 4 mm (weight not less than 10kg/sqm) | 1 | sqm
12.09 | Float glass panes of nominal thickness 5 mm (weight not less than 12.5kg/sqm) |  | 1 | sqm | 1091.76 |  |  | Excess(+) | 1 | Full Conversion | INR | [40 empty] | #VALUE! | #VALUE! | #VALUE! | 12.09 | Float glass panes of nominal thickness 5 mm (weight not less than 12.5kg/sqm) | 1 | sqm
12.1 | Renewing glass panes, with wooden fillets wherever necessary: | [53 empty] | 12.1 | Renewing glass panes, with wooden fillets wherever necessary:
12.11 | Float glass panes of nominal thickness 4 mm (weight not less than 10kg/sqm) |  | 1 | sqm | 1184.7 |  |  | Excess(+) | 1 | Full Conversion | INR | [40 empty] | #VALUE! | #VALUE! | #VALUE! | 12.11 | Float glass panes of nominal thickness 4 mm (weight not less than 10kg/sqm) | 1 | sqm
12.12 | Float glass panes of nominal thickness 5 mm (weight not less than 12.5kg/sqm) |  | 1 | sqm | 1450.5 |  |  | Excess(+) | 1 | Full Conversion | INR | [40 empty] | #VALUE! | #VALUE! | #VALUE! | 12.12 | Float glass panes of nominal thickness 5 mm (weight not less than 12.5kg/sqm) | 1 | sqm
12.13 | Raking out joints in lime or cement mortar and preparing the surface for re-pointing or replastering, including disposal of rubbish to the dumping ground, all complete as per direction of Engineer-in-Charge. |  | 1 | sqm | 52.39 |  |  | Excess(+) | 1 | Full Conversion | INR | [40 empty] | #VALUE! | #VALUE! | #VALUE! | 12.13 | Raking out joints in lime or cement mortar and preparing the surface for re-pointing or replastering, including disposal of rubbish to the dumping ground, all complete as per direction of Engineer-in-Charge. | 1 | sqm
12.14 | Flush pointing with cement mortar 1:3 (1 cement : 3 fine sand) mixed with 2% of integral water proofing compound by weight of cement for flat tile bricks on top of mud phaska : | [53 empty] | 12.14 | Flush pointing with cement mortar 1:3 (1 cement : 3 fine sand) mixed with 2% of integral water proofing compound by weight of cement for flat tile bricks on top of mud phaska :
12.15 | With F.P.S. brick tiles |  | 1 | sqm | 100.57 |  |  | Excess(+) | 1 | Full Conversion | INR | [40 empty] | #VALUE! | #VALUE! | #VALUE! | 12.15 | With F.P.S. brick tiles | 1 | sqm
12.16 | Renewing Wrought iron or M.S. Wheel or roller of steel door or gate and fitting and fixing the same with necessary clamps, nuts and bolts/welding and erection etc. complete. | [53 empty] | 12.16 | Renewing Wrought iron or M.S. Wheel or roller of steel door or gate and fitting and fixing the same with necessary clamps, nuts and bolts/welding and erection etc. complete.
12.17 | Wheel 50 mm dia and below |  | 1 | per wheel | 132.35 |  |  | Excess(+) | 1 | Full Conversion | INR | [40 empty] | #VALUE! | #VALUE! | #VALUE! | 12.17 | Wheel 50 mm dia and below | 1 | per wheel
12.18 | Wheel above 50 mm dia |  | 1 | per wheel | 221.83 |  |  | Excess(+) | 1 | Full Conversion | INR | [40 empty] | #VALUE! | #VALUE! | #VALUE! | 12.18 | Wheel above 50 mm dia | 1 | per wheel
12.19 | Providing and fixing bright finished brass double acting spring hinges with necessary brass screws etc. complete : | [53 empty] | 12.19 | Providing and fixing bright finished brass double acting spring hinges with necessary brass screws etc. complete :
12.2 | 150 mm |  | 1 | each | 636.56 |  |  | Excess(+) | 1 | Full Conversion | INR | [40 empty] | #VALUE! | #VALUE! | #VALUE! | 12.2 | 150 mm | 1 | each
12.21 | 125 mm |  | 1 | each | 542.7 |  |  | Excess(+) | 1 | Full Conversion | INR | [40 empty] | #VALUE! | #VALUE! | #VALUE! | 12.21 | 125 mm | 1 | each
12.22 | Providing and fixing bright finished brass quadrant stay 300 mm long with necessary brass screws etc. complete. |  | 1 | each | 143.14 |  |  | Excess(+) | 1 | Full Conversion | INR | [40 empty] | #VALUE! | #VALUE! | #VALUE! | 12.22 | Providing and fixing bright finished brass quadrant stay 300 mm long with necessary brass screws etc. complete. | 1 | each
12.23 | Providing and fixing bright finished brass helical door spring (superior quality). |  | 1 | each | 405.74 |  |  | Excess(+) | 1 | Full Conversion | INR | [40 empty] | #VALUE! | #VALUE! | #VALUE! | 12.23 | Providing and fixing bright finished brass helical door spring (superior quality). | 1 | each
12.24 | Providing and fixing double scaffolding system (cup lock type) on the exterior side, up to seven story height made with 40 mm dia M.S. tube 1.5 m centre to centre, horizontal & vertical tubes joining with cup & lock system with M.S. tubes, M.S. tube challies, M.S. clamps and M.S. staircase system in the scaffolding for working platform etc. and maintaining it in a serviceable condition for the required duration as approved and removing it there after .The scaffolding system shall be stiffened with bracings, runners, connection with the building etc wherever required for inspection of work at required locations with essential safety features for the workmen etc. complete as per directions and approval of Engineer- in-charge .The elevational area of the scaffolding shall be measured for payment purpose .The payment will be made once irrespective of duration of scaffolding. |  | 1 | sqm | 249.89 |  |  | Excess(+) | 1 | Full Conversion | INR | [40 empty] | #VALUE! | #VALUE! | #VALUE! | 12.24 | Providing and fixing double scaffolding system (cup lock type) on the exterior side, up to seven story height made with 40 mm dia M.S. tube 1.5 m centre to centre, horizontal & vertical tubes joining with cup & lock system with M.S. tubes, M.S. tube challies, M.S. clamps and M.S. staircase system in the scaffolding for working platform etc. and maintaining it in a serviceable condition for the required duration as approved and removing it there after .The scaffolding system shall be stiffened with bracings, runners, connection with the building etc wherever required for inspection of work at required locations with essential safety features for the workmen etc. complete as per directions and approval of Engineer- in-charge .The elevational area of the scaffolding shall be measured for payment purpose .The payment will be made once irrespective of duration of scaffolding. | 1 | sqm
12.25 | Disconnecting damaged overhead/terrace PVC water storage tank of any size from water supply line and removing from the terrace including shifting at ground level as per direction of Engineer-in-charge. |  | 1 | each | 313.5 |  |  | Excess(+) | 1 | Full Conversion | INR | [40 empty] | #VALUE! | #VALUE! | #VALUE! | 12.25 | Disconnecting damaged overhead/terrace PVC water storage tank of any size from water supply line and removing from the terrace including shifting at ground level as per direction of Engineer-in-charge. | 1 | each
12.26 | Providing & fixing White vitreous china water closet squatting pan (Indian type) along with "S" or "P" trap including dismantling of old WC seat and "S" or "P" trap at site complete with all operations including all necessary materials, labour and disposal of dismantled material i/c malba, all complete as per the direction of Engineer-in charge. | [53 empty] | 12.26 | Providing & fixing White vitreous china water closet squatting pan (Indian type) along with "S" or "P" trap including dismantling of old WC seat and "S" or "P" trap at site complete with all operations including all necessary materials, labour and disposal of dismantled material i/c malba, all complete as per the direction of Engineer-in charge.
12.27 | Orissa pattern W.C Pan of size 580x440 mm |  | 1 | each | 3376.28 |  |  | Excess(+) | 1 | Full Conversion | INR | [40 empty] | #VALUE! | #VALUE! | #VALUE! | 12.27 | Orissa pattern W.C Pan of size 580x440 mm | 1 | each
12.28 | Cutting holes of required size in brick masonry wall for fixing of exhaust fan including providing and fixing 300 mm dia PVC pipe conforming BIS-12818 and making good the same etc. complete as per direction of Engineer-in-charge. |  | 1 | each | 213.15 |  |  | Excess(+) | 1 | Full Conversion | INR | [40 empty] | #VALUE! | #VALUE! | #VALUE! | 12.28 | Cutting holes of required size in brick masonry wall for fixing of exhaust fan including providing and fixing 300 mm dia PVC pipe conforming BIS-12818 and making good the same etc. complete as per direction of Engineer-in-charge. | 1 | each
12.29 | Dismantling W.C. Pan of all sizes including disposal of dismantled materials i/c malba all complete as per directions of Engineer-in- Charge. |  | 1 | each | 97.06 |  |  | Excess(+) | 1 | Full Conversion | INR | [40 empty] | #VALUE! | #VALUE! | #VALUE! | 12.29 | Dismantling W.C. Pan of all sizes including disposal of dismantled materials i/c malba all complete as per directions of Engineer-in- Charge. | 1 | each
12.3 | Hacking of CC flooring including cleaning for surface etc. complete as per direction of the Engineer-in-Charge. |  | 1 | sqm | 2.5 |  |  | Excess(+) | 1 | Full Conversion | INR | [40 empty] | #VALUE! | #VALUE! | #VALUE! | 12.3 | Hacking of CC flooring including cleaning for surface etc. complete as per direction of the Engineer-in-Charge. | 1 | sqm
12.31 | Taking out existing wooden door shutter, repair by cutting, painting etc. and refixing of repaired door shutters to existing door frames, including replacement of hinges with screws, etc. as required, all complete as per the direction of the Engineer-in-charge. |  | 1 | each | 285.8 |  |  | Excess(+) | 1 | Full Conversion | INR | [40 empty] | #VALUE! | #VALUE! | #VALUE! | 12.31 | Taking out existing wooden door shutter, repair by cutting, painting etc. and refixing of repaired door shutters to existing door frames, including replacement of hinges with screws, etc. as required, all complete as per the direction of the Engineer-in-charge. | 1 | each
13 | Dismantling and Demolishing | [53 empty] | 13 | Dismantling and Demolishing
13.01 | Demolishing lime concrete manually/ by mechanical means and disposal of material within 50 metres lead as per direction of Engineer- in-charge. |  | 1 | cum | 615.48 |  |  | Excess(+) | 1 | Full Conversion | INR | [40 empty] | #VALUE! | #VALUE! | #VALUE! | 13.01 | Demolishing lime concrete manually/ by mechanical means and disposal of material within 50 metres lead as per direction of Engineer- in-charge. | 1 | cum
13.02 | Demolishing cement concrete manually/ by mechanical means including disposal of material within 50 metres lead as per direction of Engineer - in - charge. | [53 empty] | 13.02 | Demolishing cement concrete manually/ by mechanical means including disposal of material within 50 metres lead as per direction of Engineer - in - charge.
13.03 | Nominal concrete 1:3:6 or richer mix (i/c equivalent design mix) |  | 1 | cum | 1759.84 |  |  | Excess(+) | 1 | Full Conversion | INR | [40 empty] | #VALUE! | #VALUE! | #VALUE! | 13.03 | Nominal concrete 1:3:6 or richer mix (i/c equivalent design mix) | 1 | cum
13.04 | Nominal concrete 1:4:8 or leaner mix (i/c equivalent design mix) |  | 1 | cum | 1086.89 |  |  | Excess(+) | 1 | Full Conversion | INR | [40 empty] | #VALUE! | #VALUE! | #VALUE! | 13.04 | Nominal concrete 1:4:8 or leaner mix (i/c equivalent design mix) | 1 | cum
13.05 | Demolishing R.C.C. work manually/ by mechanical means including stacking of steel bars and disposal of unserviceable material within 50 metres lead as per direction of Engineer - in- charge. |  | 1 | cum | 2567.38 |  |  | Excess(+) | 1 | Full Conversion | INR | [40 empty] | #VALUE! | #VALUE! | #VALUE! | 13.05 | Demolishing R.C.C. work manually/ by mechanical means including stacking of steel bars and disposal of unserviceable material within 50 metres lead as per direction of Engineer - in- charge. | 1 | cum
13.06 | Extra for cutting reinforcement bars manually/ by mechanical means in R.C.C. or R.B. work (Payment shall be made on the cross sectional area of R.C.C. or R.B. work) as per direction of Engineer- in-charge. |  | 1 | sqm | 830.43 |  |  | Excess(+) | 1 | Full Conversion | INR | [40 empty] | #VALUE! | #VALUE! | #VALUE! | 13.06 | Extra for cutting reinforcement bars manually/ by mechanical means in R.C.C. or R.B. work (Payment shall be made on the cross sectional area of R.C.C. or R.B. work) as per direction of Engineer- in-charge. | 1 | sqm
13.07 | Demolishing brick work manually/ by mechanical means including stacking of serviceable material and disposal of unserviceable material within 50 metres lead as per direction of Engineer-in-charge. | [53 empty] | 13.07 | Demolishing brick work manually/ by mechanical means including stacking of serviceable material and disposal of unserviceable material within 50 metres lead as per direction of Engineer-in-charge.
13.08 | In lime mortar |  | 1 | cum | 615.48 |  |  | Excess(+) | 1 | Full Conversion | INR | [40 empty] | #VALUE! | #VALUE! | #VALUE! | 13.08 | In lime mortar | 1 | cum
13.09 | In cement mortar |  | 1 | cum | 1489.22 |  |  | Excess(+) | 1 | Full Conversion | INR | [40 empty] | #VALUE! | #VALUE! | #VALUE! | 13.09 | In cement mortar | 1 | cum
13.1 | Removing mortar from bricks and cleaning bricks including stacking within a lead of 50 m (stacks of cleaned bricks shall be measured): | [53 empty] | 13.1 | Removing mortar from bricks and cleaning bricks including stacking within a lead of 50 m (stacks of cleaned bricks shall be measured):
13.11 | From brick work in cement mortar |  | 1 | 1000 Nos | 4841.96 |  |  | Excess(+) | 1 | Full Conversion | INR | [40 empty] | #VALUE! | #VALUE! | #VALUE! | 13.11 | From brick work in cement mortar | 1 | 1000 Nos
13.12 | Demolishing stone rubble masonry manually/ by mechanical means including stacking of serviceable material and disposal of unserviceable material within 50 metres lead as per direction of Engineer-in-charge : | [53 empty] | 13.12 | Demolishing stone rubble masonry manually/ by mechanical means including stacking of serviceable material and disposal of unserviceable material within 50 metres lead as per direction of Engineer-in-charge :
13.13 | In cement mortar |  | 1 | cum | 1777.38 |  |  | Excess(+) | 1 | Full Conversion | INR | [40 empty] | #VALUE! | #VALUE! | #VALUE! | 13.13 | In cement mortar | 1 | cum
13.14 | Removing mortar from and cleaning stones and concrete articles (net quantity of stacks of cleaned materials will be measured): | [53 empty] | 13.14 | Removing mortar from and cleaning stones and concrete articles (net quantity of stacks of cleaned materials will be measured):
13.15 | In cement mortar |  | 1 | cum | 498.16 |  |  | Excess(+) | 1 | Full Conversion | INR | [40 empty] | #VALUE! | #VALUE! | #VALUE! | 13.15 | In cement mortar | 1 | cum
13.16 | Dismantling doors, windows and clerestory windows (steel or wood) shutter including chowkhats, architrave, holdfasts etc. complete and stacking within 50 metres lead : | [53 empty] | 13.16 | Dismantling doors, windows and clerestory windows (steel or wood) shutter including chowkhats, architrave, holdfasts etc. complete and stacking within 50 metres lead :
13.17 | Of area 3 sq. metres and below |  | 1 | each | 265.41 |  |  | Excess(+) | 1 | Full Conversion | INR | [40 empty] | #VALUE! | #VALUE! | #VALUE! | 13.17 | Of area 3 sq. metres and below | 1 | each
13.18 | Of area beyond 3 sq. metres |  | 1 | each | 363.48 |  |  | Excess(+) | 1 | Full Conversion | INR | [40 empty] | #VALUE! | #VALUE! | #VALUE! | 13.18 | Of area beyond 3 sq. metres | 1 | each
13.19 | Taking out doors, windows and clerestory window shutters (steel or wood) including stacking within 50 metres lead : | [53 empty] | 13.19 | Taking out doors, windows and clerestory window shutters (steel or wood) including stacking within 50 metres lead :
13.2 | Of area 3 sq. metres and below |  | 1 | each | 103.73 |  |  | Excess(+) | 1 | Full Conversion | INR | [40 empty] | #VALUE! | #VALUE! | #VALUE! | 13.2 | Of area 3 sq. metres and below | 1 | each
13.21 | Of area beyond 3 sq. metres |  | 1 | each | 136.56 |  |  | Excess(+) | 1 | Full Conversion | INR | [40 empty] | #VALUE! | #VALUE! | #VALUE! | 13.21 | Of area beyond 3 sq. metres | 1 | each
13.22 | Dismantling steel work in built up sections in angles, tees, flats and channels including all gusset plates, bolts, nuts, cutting rivets, welding etc. including dismembering and stacking within 50 metres lead. |  | 1 | kg | 4.08 |  |  | Excess(+) | 1 | Full Conversion | INR | [40 empty] | #VALUE! | #VALUE! | #VALUE! | 13.22 | Dismantling steel work in built up sections in angles, tees, flats and channels including all gusset plates, bolts, nuts, cutting rivets, welding etc. including dismembering and stacking within 50 metres lead. | 1 | kg
13.23 | Dismantling steel work manually/ by mechanical means in built up sections without dismembering and stacking within 50 metres lead as per direction of Engineer-in-charge. |  | 1 | kg | 2.81 |  |  | Excess(+) | 1 | Full Conversion | INR | [40 empty] | #VALUE! | #VALUE! | #VALUE! | 13.23 | Dismantling steel work manually/ by mechanical means in built up sections without dismembering and stacking within 50 metres lead as per direction of Engineer-in-charge. | 1 | kg
13.24 | Demolishing brick tile covering in terracing including stacking of serviceable material and disposal of unserviceable material within 50 metres lead. |  | 1 | sqm | 76.11 |  |  | Excess(+) | 1 | Full Conversion | INR | [40 empty] | #VALUE! | #VALUE! | #VALUE! | 13.24 | Demolishing brick tile covering in terracing including stacking of serviceable material and disposal of unserviceable material within 50 metres lead. | 1 | sqm
13.25 | Demolishing mud phaska in terracing and disposal of material within 50 metres lead. |  | 1 | cum | 660.89 |  |  | Excess(+) | 1 | Full Conversion | INR | [40 empty] | #VALUE! | #VALUE! | #VALUE! | 13.25 | Demolishing mud phaska in terracing and disposal of material within 50 metres lead. | 1 | cum
13.26 | Dismantling roofing including ridges, hips, valleys and gutters etc., and stacking the material within 50 metres lead of: | [53 empty] | 13.26 | Dismantling roofing including ridges, hips, valleys and gutters etc., and stacking the material within 50 metres lead of:
13.27 | G.S. Sheet |  | 1 | sqm | 119.25 |  |  | Excess(+) | 1 | Full Conversion | INR | [40 empty] | #VALUE! | #VALUE! | #VALUE! | 13.27 | G.S. Sheet | 1 | sqm
13.28 | Asbestos Cement sheet |  | 1 | sqm | 55.9 |  |  | Excess(+) | 1 | Full Conversion | INR | [40 empty] | #VALUE! | #VALUE! | #VALUE! | 13.28 | Asbestos Cement sheet | 1 | sqm
13.29 | Dismantling C.I. or asbestos rain water pipe with fittings and clamps including stacking the material within 50 metres lead : | [53 empty] | 13.29 | Dismantling C.I. or asbestos rain water pipe with fittings and clamps including stacking the material within 50 metres lead :
13.3 | 75 to 80 mm dia pipe |  | 1 | metre | 54.71 |  |  | Excess(+) | 1 | Full Conversion | INR | [40 empty] | #VALUE! | #VALUE! | #VALUE! | 13.3 | 75 to 80 mm dia pipe | 1 | metre
13.31 | 100 mm dia pipe |  | 1 | metre | 56.38 |  |  | Excess(+) | 1 | Full Conversion | INR | [40 empty] | #VALUE! | #VALUE! | #VALUE! | 13.31 | 100 mm dia pipe | 1 | metre
13.32 | Dismantling C.I. pipes including excavation and refilling trenches after taking out the pipes, manually/ by mechanical means breaking lead caulked joints, melting of lead and making into blocks including stacking of pipes & lead at site within 50 metre lead as per direction of Engineer-in-charge: | [53 empty] | 13.32 | Dismantling C.I. pipes including excavation and refilling trenches after taking out the pipes, manually/ by mechanical means breaking lead caulked joints, melting of lead and making into blocks including stacking of pipes & lead at site within 50 metre lead as per direction of Engineer-in-charge:
13.33 | Up to 150 mm diameter |  | 1 | metre | 298.73 |  |  | Excess(+) | 1 | Full Conversion | INR | [40 empty] | #VALUE! | #VALUE! | #VALUE! | 13.33 | Up to 150 mm diameter | 1 | metre
13.34 | Taking out C.I. cover with frame from R.C.C. top slab of manholes of various sizes including demolishing of R.C.C. work manually/ by mechanical means and stacking of useful materials near the site and disposal of unserviceable materials within 50 metres lead as per direction of Engineer-in-charge. |  | 1 | each | 505.26 |  |  | Excess(+) | 1 | Full Conversion | INR | [40 empty] | #VALUE! | #VALUE! | #VALUE! | 13.34 | Taking out C.I. cover with frame from R.C.C. top slab of manholes of various sizes including demolishing of R.C.C. work manually/ by mechanical means and stacking of useful materials near the site and disposal of unserviceable materials within 50 metres lead as per direction of Engineer-in-charge. | 1 | each
13.35 | Dismantling old plaster or skirting raking out joints and cleaning the surface for plaster including disposal of rubbish to the dumping ground within 50 metres lead. |  | 1 | sqm | 39.5 |  |  | Excess(+) | 1 | Full Conversion | INR | [40 empty] | #VALUE! | #VALUE! | #VALUE! | 13.35 | Dismantling old plaster or skirting raking out joints and cleaning the surface for plaster including disposal of rubbish to the dumping ground within 50 metres lead. | 1 | sqm
13.36 | Disposal of building rubbish / malba / similar unserviceable, dismantled or waste materials by mechanical means, including loading, transporting, unloading to approved municipal dumping ground or as approved by Engineer-in-charge, beyond 50 m initial lead, for all leads including all lifts involved. |  | 1 | cum | 192.33 |  |  | Excess(+) | 1 | Full Conversion | INR | [40 empty] | #VALUE! | #VALUE! | #VALUE! | 13.36 | Disposal of building rubbish / malba / similar unserviceable, dismantled or waste materials by mechanical means, including loading, transporting, unloading to approved municipal dumping ground or as approved by Engineer-in-charge, beyond 50 m initial lead, for all leads including all lifts involved. | 1 | cum
14 | ROAD WORK | [53 empty] | 14 | ROAD WORK
14.01 | Fencing with R.C.C. post placed at required distance, embedded in cement concrete blocks, every 15th post, last but one end post and corner post shall be strutted on both sides and end post one side only, provided with horizontal lines and two diagonals of barbed wire weighing 9.38 kg per 100 metres (minimum), between the two posts fitted and fixed with G.I. staples on wooden plugs or G.I. binding wire tied to 6 mm bar nibs fixed while casting the post (cost of R.C.C. posts, struts, earth work and concrete to be paid for separately) :- Payment to be made per metre cost of total length of barbed wire used. | [53 empty] | 14.01 | Fencing with R.C.C. post placed at required distance, embedded in cement concrete blocks, every 15th post, last but one end post and corner post shall be strutted on both sides and end post one side only, provided with horizontal lines and two diagonals of barbed wire weighing 9.38 kg per 100 metres (minimum), between the two posts fitted and fixed with G.I. staples on wooden plugs or G.I. binding wire tied to 6 mm bar nibs fixed while casting the post (cost of R.C.C. posts, struts, earth work and concrete to be paid for separately) :- Payment to be made per metre cost of total length of barbed wire used.
14.02 | With G.I. barbed wire |  | 1 | metre | 10.92 |  |  | Excess(+) | 1 | Full Conversion | INR | [40 empty] | #VALUE! | #VALUE! | #VALUE! | 14.02 | With G.I. barbed wire | 1 | metre
14.03 | Fencing with angle iron post placed at required distance embedded in cement concrete blocks, every 15th post, last but one end post and corner post shall be strutted on both sides and end post on one side only and provided with horizontal lines and two diagonals interwoven with horizontal wires, of barbed wire weighing 9.38 kg per 100 m (minimum), between the two posts fitted and fixed with G.I. staples, turn buckles etc. complete. (Cost of posts, struts, earth work and concrete work to be paid for separately). Payment to be made per metre cost of total length of barbed wire used. | [53 empty] | 14.03 | Fencing with angle iron post placed at required distance embedded in cement concrete blocks, every 15th post, last but one end post and corner post shall be strutted on both sides and end post on one side only and provided with horizontal lines and two diagonals interwoven with horizontal wires, of barbed wire weighing 9.38 kg per 100 m (minimum), between the two posts fitted and fixed with G.I. staples, turn buckles etc. complete. (Cost of posts, struts, earth work and concrete work to be paid for separately). Payment to be made per metre cost of total length of barbed wire used.
14.04 | With G.I. barbed wire |  | 1 | metre | 17.19 |  |  | Excess(+) | 1 | Full Conversion | INR | [40 empty] | #VALUE! | #VALUE! | #VALUE! | 14.04 | With G.I. barbed wire | 1 | metre
14.05 | Supplying at site Angle iron post & strut of required size including bottom to be split and bent at right angle in opposite direction for 10 cm length and drilling holes upto 10 mm dia. etc. complete. |  | 1 | kg | 87.64 |  |  | Excess(+) | 1 | Full Conversion | INR | [40 empty] | #VALUE! | #VALUE! | #VALUE! | 14.05 | Supplying at site Angle iron post & strut of required size including bottom to be split and bent at right angle in opposite direction for 10 cm length and drilling holes upto 10 mm dia. etc. complete. | 1 | kg
14.06 | Welded steel wire fabric fencing with posts of specified material and of standard design placed and embedded in cement concrete blocks 45x45x 60 cm of mix 1:5:10 (1 cement:5 fine sand : 10 graded stone aggregate 40 mm nominal size), every 15th post, last but one end post and corner post shall be strutted on both sides and end post on one side only and struts embedded in cement concrete blocks 70x45x50 cm of the same mix, provided with welded steel wire fabric fixed between the posts fitted and fixed with G.I. staples on wooden plugs or tied to 6 mm bar nibs with G.I. binding wire (cost of posts, welded steel wire fabric, painting, earth work in excavation and concrete to be paid for separately). |  | 1 | sqm | 48.22 |  |  | Excess(+) | 1 | Full Conversion | INR | [40 empty] | #VALUE! | #VALUE! | #VALUE! | 14.06 | Welded steel wire fabric fencing with posts of specified material and of standard design placed and embedded in cement concrete blocks 45x45x 60 cm of mix 1:5:10 (1 cement:5 fine sand : 10 graded stone aggregate 40 mm nominal size), every 15th post, last but one end post and corner post shall be strutted on both sides and end post on one side only and struts embedded in cement concrete blocks 70x45x50 cm of the same mix, provided with welded steel wire fabric fixed between the posts fitted and fixed with G.I. staples on wooden plugs or tied to 6 mm bar nibs with G.I. binding wire (cost of posts, welded steel wire fabric, painting, earth work in excavation and concrete to be paid for separately). | 1 | sqm
14.07 | Providing and fixing pre-moulded joint filler in expansion joints of RCC roads / CC pavements after making the joints dust free with high pressure air jet cleaners, all complete as per direction of the Engineer-in-Charge. (Pre-moulded joint fillers shall be made of bitumen hot sealing compound impregnated fibre board having impregnation more than 35%, conforming to IS:1838 for fibre board and IS: 1834 for hot sealing bitumen compound grade A.) |  | 1 | per cm depth per cm width per metre length | 4.12 |  |  | Excess(+) | 1 | Full Conversion | INR | [40 empty] | #VALUE! | #VALUE! | #VALUE! | 14.07 | Providing and fixing pre-moulded joint filler in expansion joints of RCC roads / CC pavements after making the joints dust free with high pressure air jet cleaners, all complete as per direction of the Engineer-in-Charge. (Pre-moulded joint fillers shall be made of bitumen hot sealing compound impregnated fibre board having impregnation more than 35%, conforming to IS:1838 for fibre board and IS: 1834 for hot sealing bitumen compound grade A.) | 1 | per cm depth per cm width per metre length
14.08 | Providing and filling in position rubberized bitumen hot sealing compound for sealing of expansion joints in roads / pavements all complete as per direction of the Engineer-in-Charge. | [53 empty] | 14.08 | Providing and filling in position rubberized bitumen hot sealing compound for sealing of expansion joints in roads / pavements all complete as per direction of the Engineer-in-Charge.
14.09 | Using grade 'A' sealing compound conforming to IS: 1834. |  | 1 | per cm depth per cm width per metre length | 6.58 |  |  | Excess(+) | 1 | Full Conversion | INR | [40 empty] | #VALUE! | #VALUE! | #VALUE! | 14.09 | Using grade 'A' sealing compound conforming to IS: 1834. | 1 | per cm depth per cm width per metre length
14.1 | Providing and fixing G.I. chain link fabric fencing of required width in mesh size 50x50 mm including strengthening with 2 mm dia wire or nuts, bolts and washers as required complete as per the direction of Engineer-in-charge. | [53 empty] | 14.1 | Providing and fixing G.I. chain link fabric fencing of required width in mesh size 50x50 mm including strengthening with 2 mm dia wire or nuts, bolts and washers as required complete as per the direction of Engineer-in-charge.
14.11 | Made of G.I. wire of dia 4 mm |  | 1 | sqm | 753.62 |  |  | Excess(+) | 1 | Full Conversion | INR | [40 empty] | #VALUE! | #VALUE! | #VALUE! | 14.11 | Made of G.I. wire of dia 4 mm | 1 | sqm
14.12 | Providing & fixing temporary barricading all round the construction area, made with 24 Gauge G.I. sheet of size 0.90 m ( before corrugation ) x 3.00 m, with vertical ballies and two no. horizontal ballies of 75 mm to 100 mm dia & height upto 2.00 m from ground level incuding necessary excavation in digging holes and refilling earth complete. And barricade shall be braced with inclined ballies at every 10 m. The barricading provided shall be retained in position at site continuously i/c shifting of barricading from one location to another location as many times as required during the execution of the entire work till its completion. Rate include its maintenance for damages, painting, all incidentals, labour materials, equipments and works required to execute the job. The barricading shall not be removed without prior approval of Engineer-in-charge. ( Note : One time payment shall be made for providing barricading from start of work till completion of work i/c shifting. The barricading provided shall remain to be the property of the contractor on completion of the work ). |  | 1 | Metre | 1011.22 |  |  | Excess(+) | 1 | Full Conversion | INR | [40 empty] | #VALUE! | #VALUE! | #VALUE! | 14.12 | Providing & fixing temporary barricading all round the construction area, made with 24 Gauge G.I. sheet of size 0.90 m ( before corrugation ) x 3.00 m, with vertical ballies and two no. horizontal ballies of 75 mm to 100 mm dia & height upto 2.00 m from ground level incuding necessary excavation in digging holes and refilling earth complete. And barricade shall be braced with inclined ballies at every 10 m. The barricading provided shall be retained in position at site continuously i/c shifting of barricading from one location to another location as many times as required during the execution of the entire work till its completion. Rate include its maintenance for damages, painting, all incidentals, labour materials, equipments and works required to execute the job. The barricading shall not be removed without prior approval of Engineer-in-charge. ( Note : One time payment shall be made for providing barricading from start of work till completion of work i/c shifting. The barricading provided shall remain to be the property of the contractor on completion of the work ). | 1 | Metre
15 | SANITARY INSTALLATIONS | [53 empty] | 15 | SANITARY INSTALLATIONS
15.01 | Providing and fixing water closet squatting pan (Indian type W.C. pan ) with 100 mm sand cast Iron P or S trap, 10 litre low level white P.V.C. flushing cistern, including flush pipe, with manually controlled device (handle lever) conforming to IS : 7231, with all fittings and fixtures complete, including cutting and making good the walls and floors wherever required: | [53 empty] | 15.01 | Providing and fixing water closet squatting pan (Indian type W.C. pan ) with 100 mm sand cast Iron P or S trap, 10 litre low level white P.V.C. flushing cistern, including flush pipe, with manually controlled device (handle lever) conforming to IS : 7231, with all fittings and fixtures complete, including cutting and making good the walls and floors wherever required:
15.02 | White Vitreous china Orissa pattern W.C. pan of size 580x440 mm with integral type foot rests |  | 1 | each | 5069.14 |  |  | Excess(+) | 1 | Full Conversion | INR | [40 empty] | #VALUE! | #VALUE! | #VALUE! | 15.02 | White Vitreous china Orissa pattern W.C. pan of size 580x440 mm with integral type foot rests | 1 | each
15.03 | Stainless Steel AISI-304(18/8) Orissa pattern W.C. pan of size 585x480 mm with flush pipe and integrated type foot rests |  | 1 | each | 8834.85 |  |  | Excess(+) | 1 | Full Conversion | INR | [40 empty] | #VALUE! | #VALUE! | #VALUE! | 15.03 | Stainless Steel AISI-304(18/8) Orissa pattern W.C. pan of size 585x480 mm with flush pipe and integrated type foot rests | 1 | each
15.04 | Providing and fixing white vitreous china pedestal type water closet (European type W.C. pan) with seat and lid, 10 litre low level white P.V.C. flushing cistern, including flush pipe, with manually controlled device (handle lever), conforming to IS : 7231, with all fittings and fixtures complete, including cutting and making good the walls and floors wherever required : | [53 empty] | 15.04 | Providing and fixing white vitreous china pedestal type water closet (European type W.C. pan) with seat and lid, 10 litre low level white P.V.C. flushing cistern, including flush pipe, with manually controlled device (handle lever), conforming to IS : 7231, with all fittings and fixtures complete, including cutting and making good the walls and floors wherever required :
15.05 | W.C. pan with ISI marked white solid plastic seat and lid |  | 1 | each | 4858 |  |  | Excess(+) | 1 | Full Conversion | INR | [40 empty] | #VALUE! | #VALUE! | #VALUE! | 15.05 | W.C. pan with ISI marked white solid plastic seat and lid | 1 | each
15.06 | W.C. pan with ISI marked black solid plastic seat and lid |  | 1 | each | 4758.26 |  |  | Excess(+) | 1 | Full Conversion | INR | [40 empty] | #VALUE! | #VALUE! | #VALUE! | 15.06 | W.C. pan with ISI marked black solid plastic seat and lid | 1 | each
15.07 | Providing and fixing wash basin with C.I. brackets, 15 mm C.P. brass pillar taps, 32 mm C.P. brass waste of standard pattern, including painting of fittings and brackets, cutting and making good the walls wherever require: | [53 empty] | 15.07 | Providing and fixing wash basin with C.I. brackets, 15 mm C.P. brass pillar taps, 32 mm C.P. brass waste of standard pattern, including painting of fittings and brackets, cutting and making good the walls wherever require:
15.08 | White Vitreous China Flat back wash basin size 550x 400 mm with single 15 mm C.P. brass pillar tap |  | 1 | each | 2394.96 |  |  | Excess(+) | 1 | Full Conversion | INR | [40 empty] | #VALUE! | #VALUE! | #VALUE! | 15.08 | White Vitreous China Flat back wash basin size 550x 400 mm with single 15 mm C.P. brass pillar tap | 1 | each
15.09 | Providing and fixing Stainless Steel A ISI 304 (18/8) kitchen sink as per IS:13983 with C.I. brackets and stainless steel plug 40 mm, including painting of fittings and brackets, cutting and making good the walls wherever required : | [53 empty] | 15.09 | Providing and fixing Stainless Steel A ISI 304 (18/8) kitchen sink as per IS:13983 with C.I. brackets and stainless steel plug 40 mm, including painting of fittings and brackets, cutting and making good the walls wherever required :
15.1 | Kitchen sink with drain board | [53 empty] | 15.1 | Kitchen sink with drain board
15.11 | 510x1040 mm bowl depth 200 mm |  | 1 | each | 5502.85 |  |  | Excess(+) | 1 | Full Conversion | INR | [40 empty] | #VALUE! | #VALUE! | #VALUE! | 15.11 | 510x1040 mm bowl depth 200 mm | 1 | each
15.12 | Providing and fixing 8 mm dia C.P. / S.S. Jet with flexible tube upto 1 metre long with S.S. triangular plate to Eureopean type W.C. of quality and make as approved by Engineer - in - charge. |  | 1 | each | 262.47 |  |  | Excess(+) | 1 | Full Conversion | INR | [40 empty] | #VALUE! | #VALUE! | #VALUE! | 15.12 | Providing and fixing 8 mm dia C.P. / S.S. Jet with flexible tube upto 1 metre long with S.S. triangular plate to Eureopean type W.C. of quality and make as approved by Engineer - in - charge. | 1 | each
15.13 | Providing and fixing P.V.C. low level flushing cistern with manually controlled device (handle lever) conforming to IS : 7231, with all fittings and fixtures complete. | [53 empty] | 15.13 | Providing and fixing P.V.C. low level flushing cistern with manually controlled device (handle lever) conforming to IS : 7231, with all fittings and fixtures complete.
15.14 | 10 litre capacity - White |  | 1 | each | 897.02 |  |  | Excess(+) | 1 | Full Conversion | INR | [40 empty] | #VALUE! | #VALUE! | #VALUE! | 15.14 | 10 litre capacity - White | 1 | each
15.15 | Providing and fixing solid plastic seat with lid for pedestal type W.C. pan complete : | [53 empty] | 15.15 | Providing and fixing solid plastic seat with lid for pedestal type W.C. pan complete :
15.16 | Black solid plastic seat with lid |  | 1 | each | 414.56 |  |  | Excess(+) | 1 | Full Conversion | INR | [40 empty] | #VALUE! | #VALUE! | #VALUE! | 15.16 | Black solid plastic seat with lid | 1 | each
15.17 | Providing and fixing CP Brass 32mm size Bottle Trap of approved quality & make and as per the direction of Engineer-in-charge. |  | 1 | each | 777.07 |  |  | Excess(+) | 1 | Full Conversion | INR | [40 empty] | #VALUE! | #VALUE! | #VALUE! | 15.17 | Providing and fixing CP Brass 32mm size Bottle Trap of approved quality & make and as per the direction of Engineer-in-charge. | 1 | each
15.18 | Providing and fixing CP Brass Single lever telephonic wall mixer of quality & make as approved by Engineer in charge. (a) 15 mm nominal dia |  | 1 | each | 5365.32 |  |  | Excess(+) | 1 | Full Conversion | INR | [40 empty] | #VALUE! | #VALUE! | #VALUE! | 15.18 | Providing and fixing CP Brass Single lever telephonic wall mixer of quality & make as approved by Engineer in charge. (a) 15 mm nominal dia | 1 | each
15.19 | Providing and fixing white vitreous china flat back or wall corner type lipped front urinal basin of 430x260x350 mm or 340x410x265 mm sizes respectively. |  | 1 | each | 1212.01 |  |  | Excess(+) | 1 | Full Conversion | INR | [40 empty] | #VALUE! | #VALUE! | #VALUE! | 15.19 | Providing and fixing white vitreous china flat back or wall corner type lipped front urinal basin of 430x260x350 mm or 340x410x265 mm sizes respectively. | 1 | each
15.2 | Providing and fixing P.V.C. waste pipe for sink or wash basin including P.V.C. waste fittings complete. | [53 empty] | 15.2 | Providing and fixing P.V.C. waste pipe for sink or wash basin including P.V.C. waste fittings complete.
15.21 | Semi rigid pipe | [53 empty] | 15.21 | Semi rigid pipe
15.22 | 32 mm dia |  | 1 | each | 79.75 |  |  | Excess(+) | 1 | Full Conversion | INR | [40 empty] | #VALUE! | #VALUE! | #VALUE! | 15.22 | 32 mm dia | 1 | each
15.23 | 40 mm dia |  | 1 | each | 89.13 |  |  | Excess(+) | 1 | Full Conversion | INR | [40 empty] | #VALUE! | #VALUE! | #VALUE! | 15.23 | 40 mm dia | 1 | each
15.24 | Flexible pipe | [53 empty] | 15.24 | Flexible pipe
15.25 | 32 mm dia |  | 1 | each | 91.49 |  |  | Excess(+) | 1 | Full Conversion | INR | [40 empty] | #VALUE! | #VALUE! | #VALUE! | 15.25 | 32 mm dia | 1 | each
15.26 | 40 mm dia |  | 1 | each | 91.49 |  |  | Excess(+) | 1 | Full Conversion | INR | [40 empty] | #VALUE! | #VALUE! | #VALUE! | 15.26 | 40 mm dia | 1 | each
15.27 | Providing and fixing 100 mm sand cast Iron grating for gully trap. |  | 1 | each | 39.68 |  |  | Excess(+) | 1 | Full Conversion | INR | [40 empty] | #VALUE! | #VALUE! | #VALUE! | 15.27 | Providing and fixing 100 mm sand cast Iron grating for gully trap. | 1 | each
15.28 | Providing and fixing 600x450 mm beveled edge mirror of superior glass (of approved quality) complete with 6 mm thick hard board ground fixed to wooden cleats with C.P. brass screws and washers complete. |  | 1 | each | 1237.31 |  |  | Excess(+) | 1 | Full Conversion | INR | [40 empty] | #VALUE! | #VALUE! | #VALUE! | 15.28 | Providing and fixing 600x450 mm beveled edge mirror of superior glass (of approved quality) complete with 6 mm thick hard board ground fixed to wooden cleats with C.P. brass screws and washers complete. | 1 | each
15.29 | Providing and fixing mirror of superior glass (of approved quality) and of required shape and size with plastic moulded frame of approved make and shade with 6 mm thick hard board backing : | [53 empty] | 15.29 | Providing and fixing mirror of superior glass (of approved quality) and of required shape and size with plastic moulded frame of approved make and shade with 6 mm thick hard board backing :
15.3 | Rectangular shape 1500x450 mm |  | 1 | each | 1593.34 |  |  | Excess(+) | 1 | Full Conversion | INR | [40 empty] | #VALUE! | #VALUE! | #VALUE! | 15.3 | Rectangular shape 1500x450 mm | 1 | each
15.31 | Providing and fixing 600x120x5 mm glass shelf with edges round off, supported on anodised aluminium angle frame with C.P. brass brackets and guard rail complete fixed with 40 mm long screws, rawl plugs etc., complete. |  | 1 | each | 826.09 |  |  | Excess(+) | 1 | Full Conversion | INR | [40 empty] | #VALUE! | #VALUE! | #VALUE! | 15.31 | Providing and fixing 600x120x5 mm glass shelf with edges round off, supported on anodised aluminium angle frame with C.P. brass brackets and guard rail complete fixed with 40 mm long screws, rawl plugs etc., complete. | 1 | each
15.32 | Providing and fixing toilet paper holder : | [53 empty] | 15.32 | Providing and fixing toilet paper holder :
15.33 | C.P. brass |  | 1 | each | 596.93 |  |  | Excess(+) | 1 | Full Conversion | INR | [40 empty] | #VALUE! | #VALUE! | #VALUE! | 15.33 | C.P. brass | 1 | each
15.34 | Providing and fixing soil, waste and vent pipes : | [53 empty] | 15.34 | Providing and fixing soil, waste and vent pipes :
15.35 | 100 mm dia | [53 empty] | 15.35 | 100 mm dia
15.36 | Sand cast iron S&S pipe as per IS: 1729 |  | 1 | metre | 892.63 |  |  | Excess(+) | 1 | Full Conversion | INR | [40 empty] | #VALUE! | #VALUE! | #VALUE! | 15.36 | Sand cast iron S&S pipe as per IS: 1729 | 1 | metre
15.37 | Centrifugally cast (spun) iron socket & spigot (S&S) pipe as per IS: 3989 |  | 1 | metre | 944.67 |  |  | Excess(+) | 1 | Full Conversion | INR | [40 empty] | #VALUE! | #VALUE! | #VALUE! | 15.37 | Centrifugally cast (spun) iron socket & spigot (S&S) pipe as per IS: 3989 | 1 | metre
15.38 | 75 mm diameter : | [53 empty] | 15.38 | 75 mm diameter :
15.39 | Sand cast iron S&S pipe as per IS: 1729 |  | 1 | metre | 816.79 |  |  | Excess(+) | 1 | Full Conversion | INR | [40 empty] | #VALUE! | #VALUE! | #VALUE! | 15.39 | Sand cast iron S&S pipe as per IS: 1729 | 1 | metre
15.4 | Centrifugally cast (spun) iron socketed pipe as per IS: 3989 |  | 1 | metre | 913.72 |  |  | Excess(+) | 1 | Full Conversion | INR | [40 empty] | #VALUE! | #VALUE! | #VALUE! | 15.4 | Centrifugally cast (spun) iron socketed pipe as per IS: 3989 | 1 | metre
15.41 | Providing and fixing M.S. holder-bat clamps of approved design to Sand Cast iron/cast iron (spun) pipe embedded in and including cement concrete blocks 10x10x10 cm of 1:2:4 mix (1 cement : 2 coarse sand : 4 graded stone aggregate 20 mm nominal size), including cost of cutting holes and making good the walls etc. : | [53 empty] | 15.41 | Providing and fixing M.S. holder-bat clamps of approved design to Sand Cast iron/cast iron (spun) pipe embedded in and including cement concrete blocks 10x10x10 cm of 1:2:4 mix (1 cement : 2 coarse sand : 4 graded stone aggregate 20 mm nominal size), including cost of cutting holes and making good the walls etc. :
15.42 | For 100 mm dia pipe |  | 1 | each | 270.45 |  |  | Excess(+) | 1 | Full Conversion | INR | [40 empty] | #VALUE! | #VALUE! | #VALUE! | 15.42 | For 100 mm dia pipe | 1 | each
15.43 | For 75 mm dia pipe |  | 1 | each | 266.94 |  |  | Excess(+) | 1 | Full Conversion | INR | [40 empty] | #VALUE! | #VALUE! | #VALUE! | 15.43 | For 75 mm dia pipe | 1 | each
15.44 | Providing and fixing bend of required degree with access door, insertion rubber washer 3 mm thick, bolts and nuts complete. | [53 empty] | 15.44 | Providing and fixing bend of required degree with access door, insertion rubber washer 3 mm thick, bolts and nuts complete.
15.45 | 100 mm dia | [53 empty] | 15.45 | 100 mm dia
15.46 | Sand cast iron S&S as per IS - 1729 |  | 1 | each | 465.32 |  |  | Excess(+) | 1 | Full Conversion | INR | [40 empty] | #VALUE! | #VALUE! | #VALUE! | 15.46 | Sand cast iron S&S as per IS - 1729 | 1 | each
15.47 | Sand cast iron S&S as per IS - 3989 |  | 1 | each | 523.98 |  |  | Excess(+) | 1 | Full Conversion | INR | [40 empty] | #VALUE! | #VALUE! | #VALUE! | 15.47 | Sand cast iron S&S as per IS - 3989 | 1 | each
15.48 | Providing and fixing plain bend of required degree. | [53 empty] | 15.48 | Providing and fixing plain bend of required degree.
15.49 | 100 mm dia | [53 empty] | 15.49 | 100 mm dia
15.5 | Sand cast iron S&S as per IS - 1729 |  | 1 | each | 362.08 |  |  | Excess(+) | 1 | Full Conversion | INR | [40 empty] | #VALUE! | #VALUE! | #VALUE! | 15.5 | Sand cast iron S&S as per IS - 1729 | 1 | each
15.51 | Sand cast iron S&S as per IS : 3989 |  | 11 | each | 385.58 |  |  | Excess(+) | 1 | Full Conversion | INR | [40 empty] | #VALUE! | #VALUE! | #VALUE! | 15.51 | Sand cast iron S&S as per IS : 3989 | 11 | each
15.52 | Providing and fixing single equal plain junction of required degree with access door, insertion rubber washer 3 mm thick, bolts and nuts complete. | [53 empty] | 15.52 | Providing and fixing single equal plain junction of required degree with access door, insertion rubber washer 3 mm thick, bolts and nuts complete.
15.53 | 100x100x100 mm | [53 empty] | 15.53 | 100x100x100 mm
15.54 | Sand cast iron S&S as per IS - 1729 |  | 1 | each | 588.51 |  |  | Excess(+) | 1 | Full Conversion | INR | [40 empty] | #VALUE! | #VALUE! | #VALUE! | 15.54 | Sand cast iron S&S as per IS - 1729 | 1 | each
15.55 | Sand cast iron S&S as per IS - 3989 |  | 1 | each | 641.3 |  |  | Excess(+) | 1 | Full Conversion | INR | [40 empty] | #VALUE! | #VALUE! | #VALUE! | 15.55 | Sand cast iron S&S as per IS - 3989 | 1 | each
15.56 | Providing and fixing single equal plain junction of required degree : | [53 empty] | 15.56 | Providing and fixing single equal plain junction of required degree :
15.57 | 100x100x100 mm | [53 empty] | 15.57 | 100x100x100 mm
15.58 | Sand cast iron S&S as per IS - 1729 |  | 1 | each | 508.72 |  |  | Excess(+) | 1 | Full Conversion | INR | [40 empty] | #VALUE! | #VALUE! | #VALUE! | 15.58 | Sand cast iron S&S as per IS - 1729 | 1 | each
15.59 | Sand cast iron S&S as per IS - 3989 |  | 1 | each | 620.17 |  |  | Excess(+) | 1 | Full Conversion | INR | [40 empty] | #VALUE! | #VALUE! | #VALUE! | 15.59 | Sand cast iron S&S as per IS - 3989 | 1 | each
15.6 | Providing and fixing terminal guard : | [53 empty] | 15.6 | Providing and fixing terminal guard :
15.61 | 100 mm | [53 empty] | 15.61 | 100 mm
15.62 | Sand cast iron S&S as per IS - 1729 |  | 1 | each | 344.5 |  |  | Excess(+) | 1 | Full Conversion | INR | [40 empty] | #VALUE! | #VALUE! | #VALUE! | 15.62 | Sand cast iron S&S as per IS - 1729 | 1 | each
15.63 | Sand cast iron S&S as per IS - 3989 |  | 1 | each | 385.58 |  |  | Excess(+) | 1 | Full Conversion | INR | [40 empty] | #VALUE! | #VALUE! | #VALUE! | 15.63 | Sand cast iron S&S as per IS - 3989 | 1 | each
15.64 | Providing and fixing collar : | [53 empty] | 15.64 | Providing and fixing collar :
15.65 | 100 mm | [53 empty] | 15.65 | 100 mm
15.66 | Sand cast iron S&S as per IS - 1729 |  | 1 | each | 350.37 |  |  | Excess(+) | 1 | Full Conversion | INR | [40 empty] | #VALUE! | #VALUE! | #VALUE! | 15.66 | Sand cast iron S&S as per IS - 1729 | 1 | each
15.67 | Sand cast iron S&S as per IS - 3989 |  | 1 | each | 385.58 |  |  | Excess(+) | 1 | Full Conversion | INR | [40 empty] | #VALUE! | #VALUE! | #VALUE! | 15.67 | Sand cast iron S&S as per IS - 3989 | 1 | each
15.68 | 75 mm | [53 empty] | 15.68 | 75 mm
15.69 | Sand cast iron S&S as per IS - 1729 |  | 1 | each | 238.01 |  |  | Excess(+) | 1 | Full Conversion | INR | [40 empty] | #VALUE! | #VALUE! | #VALUE! | 15.69 | Sand cast iron S&S as per IS - 1729 | 1 | each
15.7 | Sand cast iron S&S as per IS - 3989 |  | 1 | each | 238.01 |  |  | Excess(+) | 1 | Full Conversion | INR | [40 empty] | #VALUE! | #VALUE! | #VALUE! | 15.7 | Sand cast iron S&S as per IS - 3989 | 1 | each
15.71 | Providing lead caulked joints to sand cast iron/centrifugally cast (spun) iron pipes and fittings of diameter : | [53 empty] | 15.71 | Providing lead caulked joints to sand cast iron/centrifugally cast (spun) iron pipes and fittings of diameter :
15.72 | 100 mm |  | 1 | each | 481.94 |  |  | Excess(+) | 1 | Full Conversion | INR | [40 empty] | #VALUE! | #VALUE! | #VALUE! | 15.72 | 100 mm | 1 | each
15.73 | 75 mm |  | 1 | each | 408.94 |  |  | Excess(+) | 1 | Full Conversion | INR | [40 empty] | #VALUE! | #VALUE! | #VALUE! | 15.73 | 75 mm | 1 | each
15.74 | Providing and fixing M.S. stays and clamps for sand cast iron/ centrifugally cast (spun) iron pipes of diameter : | [53 empty] | 15.74 | Providing and fixing M.S. stays and clamps for sand cast iron/ centrifugally cast (spun) iron pipes of diameter :
15.75 | 100 mm |  | 1 | each | 112.8 |  |  | Excess(+) | 1 | Full Conversion | INR | [40 empty] | #VALUE! | #VALUE! | #VALUE! | 15.75 | 100 mm | 1 | each
15.76 | Providing and fixing trap of self cleansing design with screwed down or hinged grating with or without vent arm complete, including cost of cutting and making good the walls and floors : | [53 empty] | 15.76 | Providing and fixing trap of self cleansing design with screwed down or hinged grating with or without vent arm complete, including cost of cutting and making good the walls and floors :
15.77 | 100 mm inlet and 100 mm outlet | [53 empty] | 15.77 | 100 mm inlet and 100 mm outlet
15.78 | Sand cast iron S&S as per IS: 3989 |  | 1 | each | 1406.49 |  |  | Excess(+) | 1 | Full Conversion | INR | [40 empty] | #VALUE! | #VALUE! | #VALUE! | 15.78 | Sand cast iron S&S as per IS: 3989 | 1 | each
15.79 | Sand Cast Iron S&S as per IS: 1729 |  | 1 | each | 1230.56 |  |  | Excess(+) | 1 | Full Conversion | INR | [40 empty] | #VALUE! | #VALUE! | #VALUE! | 15.79 | Sand Cast Iron S&S as per IS: 1729 | 1 | each
15.8 | 100 mm inlet and 75 mm outlet | [53 empty] | 15.8 | 100 mm inlet and 75 mm outlet
15.81 | Sand cast iron S&S as per IS - 3989 |  | 1 | each | 1465.15 |  |  | Excess(+) | 1 | Full Conversion | INR | [40 empty] | #VALUE! | #VALUE! | #VALUE! | 15.81 | Sand cast iron S&S as per IS - 3989 | 1 | each
15.82 | Sand Cast Iron S&S as per IS- 1729 |  | 1 | each | 1136.69 |  |  | Excess(+) | 1 | Full Conversion | INR | [40 empty] | #VALUE! | #VALUE! | #VALUE! | 15.82 | Sand Cast Iron S&S as per IS- 1729 | 1 | each
15.83 | Providing and fixing vitreous china dual purpose closet suitable for use as squatting pan or European type water closet (Anglo Indian W.C pan) with seat & lid fixed with C.P. brass hinges and rubber buffers, 10 litre low level flushing cistern with fitting and brackets, 40 mm flush bend, 20 mm over flow pipe, with specials of standard make and mosquito proof coupling of approved municipal design complete, including painting of fittings and brackets, cutting and making good the walls and floors wherever required: | [53 empty] | 15.83 | Providing and fixing vitreous china dual purpose closet suitable for use as squatting pan or European type water closet (Anglo Indian W.C pan) with seat & lid fixed with C.P. brass hinges and rubber buffers, 10 litre low level flushing cistern with fitting and brackets, 40 mm flush bend, 20 mm over flow pipe, with specials of standard make and mosquito proof coupling of approved municipal design complete, including painting of fittings and brackets, cutting and making good the walls and floors wherever required:
15.84 | White vitreous china dual purpose WC pan with white solid plastic seat and lid with white vitreous china flushing cistern and C.P. flush bend. |  | 1 | each | 9054.49 |  |  | Excess(+) | 1 | Full Conversion | INR | [40 empty] | #VALUE! | #VALUE! | #VALUE! | 15.84 | White vitreous china dual purpose WC pan with white solid plastic seat and lid with white vitreous china flushing cistern and C.P. flush bend. | 1 | each
15.85 | Providing and fixing white vitreous china extended wall mounting water closet of size 780x370x690 mm of approved shape including providing & fixing white vitreous china cistern with dual flush fitting, of flushing capacity 3 litre/ 6 litre (adjustable to 4 litre/ 8 litres), including seat cover, and cistern fittings, nuts, bolts and gasket etc complete. |  | 1 | each | 11430.56 |  |  | Excess(+) | 1 | Full Conversion | INR | [40 empty] | #VALUE! | #VALUE! | #VALUE! | 15.85 | Providing and fixing white vitreous china extended wall mounting water closet of size 780x370x690 mm of approved shape including providing & fixing white vitreous china cistern with dual flush fitting, of flushing capacity 3 litre/ 6 litre (adjustable to 4 litre/ 8 litres), including seat cover, and cistern fittings, nuts, bolts and gasket etc complete. | 1 | each
15.86 | Providing and fixing health faucet with 1 m long flexible tube and wall hook of Make : Jaguar model No.ALD-573 or approved equivalent including all fittings etc. complete. |  | 1 | Each | 1609.82 |  |  | Excess(+) | 1 | Full Conversion | INR | [40 empty] | #VALUE! | #VALUE! | #VALUE! | 15.86 | Providing and fixing health faucet with 1 m long flexible tube and wall hook of Make : Jaguar model No.ALD-573 or approved equivalent including all fittings etc. complete. | 1 | Each
16 | WATER PROOFING | [53 empty] | 16 | WATER PROOFING
16.01 | Providing and laying water proofing treatment to vertical and horizontal surfaces of depressed portions of W.C., kitchen and the like consisting of: (i) Ist course of applying cement slurry @ 4.4 kg/sqm mixed with water proofing compound conforming to IS 2645 in recommended proportions including rounding off junction of vertical and horizontal surface. (ii) IInd course of 20 mm cement plaster 1:3 (1 cement : 3 coarse sand) mixed with water proofing compound in recommended proportion including rounding off junction of vertical and horizontal surface. (iii) IIIrd course of applying blown or residual bitumen applied hot at 1.7 kg. per sqm of area. (iv) IVth course of 400 micron thick PVC sheet. (Overlaps at joints of PVC sheet should be 100 mm wide and pasted to each other with bitumen @ 1.7 kg/sqm). |  | 5 | sqm | 678.87 |  |  | Excess(+) | 1 | Full Conversion | INR | [40 empty] | #VALUE! | #VALUE! | #VALUE! | 16.01 | Providing and laying water proofing treatment to vertical and horizontal surfaces of depressed portions of W.C., kitchen and the like consisting of: (i) Ist course of applying cement slurry @ 4.4 kg/sqm mixed with water proofing compound conforming to IS 2645 in recommended proportions including rounding off junction of vertical and horizontal surface. (ii) IInd course of 20 mm cement plaster 1:3 (1 cement : 3 coarse sand) mixed with water proofing compound in recommended proportion including rounding off junction of vertical and horizontal surface. (iii) IIIrd course of applying blown or residual bitumen applied hot at 1.7 kg. per sqm of area. (iv) IVth course of 400 micron thick PVC sheet. (Overlaps at joints of PVC sheet should be 100 mm wide and pasted to each other with bitumen @ 1.7 kg/sqm). | 5 | sqm
16.02 | Providing and laying water proofing treatment in sunken portion of WCs, bathroom etc., by applying cement slurry mixed with water proofing cement compound consisting of applying : (a) First layer of slurry of cement @ 0.488 kg/sqm mixed with water proofing cement compound @ 0.253 kg/ sqm. This layer will be allowed to air cure for 4 hours. (b) Second layer of slurry of cement @ 0.242 kg/sqm mixed with water proofing cement compound @ 0.126 kg/sqm. This layer will be allowed to air cure for 4 hours followed with water curing for 48 hours. The rate includes preparation of surface, treatment and sealing of all joints, corners, junctions of pipes and masonry with polymer mixed slurry. |  | 10 | sqm | 452.96 |  |  | Excess(+) | 1 | Full Conversion | INR | [40 empty] | #VALUE! | #VALUE! | #VALUE! | 16.02 | Providing and laying water proofing treatment in sunken portion of WCs, bathroom etc., by applying cement slurry mixed with water proofing cement compound consisting of applying : (a) First layer of slurry of cement @ 0.488 kg/sqm mixed with water proofing cement compound @ 0.253 kg/ sqm. This layer will be allowed to air cure for 4 hours. (b) Second layer of slurry of cement @ 0.242 kg/sqm mixed with water proofing cement compound @ 0.126 kg/sqm. This layer will be allowed to air cure for 4 hours followed with water curing for 48 hours. The rate includes preparation of surface, treatment and sealing of all joints, corners, junctions of pipes and masonry with polymer mixed slurry. | 10 | sqm
16.03 | Providing and laying integral cement based water proofing treatment including preparation of surface as required for treatment of roofs, balconies, terraces etc consisting of following operations: (a) Applying a slurry coat of neat cement using 2.75 kg/sqm of cement admixed with water proofing compound conforming to IS. 2645 and approved by Engineer-in-charge over the RCC slab including adjoining walls upto 300 mm height including cleaning the surface before treatment. (b) Laying brick bats with mortar using broken bricks/brick bats 25 mm to 115 mm size with 50% of cement mortar 1:5 (1 cement : 5 coarse sand) admixed with water proofing compound conforming to IS : 2645 and approved by Engineer- in-charge over 20 mm thick layer of cement mortar of mix 1:5 (1 cement :5 coarse sand ) admixed with water proofing compound conforming to IS : 2645 and approved by Engineer- in-charge to required slope and treating similarly the adjoining walls upto 300 mm height including rounding of junctions of walls and slabs. (c) After two days of proper curing applying a second coat of cement slurry using 2.75 kg/ sqm of cement admixed with water proofing compound conforming to IS : 2645 and approved by Engineer-in-charge. (d) Finishing the surface with 20 mm thick jointless cement mortar of mix 1:4 (1 cement :4 coarse sand) admixed with water proofing compound conforming to IS : 2645 and approved by Engineer-in-charge including laying glass fibre cloth of approved quality in top layer of plaster and finally finishing the surface with trowel with neat cement slurry and making pattern of 300x300 mm square 3 mm deep. (e) The whole terrace so finished shall be flooded with water for a minimum period of two weeks for curing and for final test. “All above operations to be done in order and as directed and specified by the Engineer-in-Charge : | [53 empty] | 16.03 | Providing and laying integral cement based water proofing treatment including preparation of surface as required for treatment of roofs, balconies, terraces etc consisting of following operations: (a) Applying a slurry coat of neat cement using 2.75 kg/sqm of cement admixed with water proofing compound conforming to IS. 2645 and approved by Engineer-in-charge over the RCC slab including adjoining walls upto 300 mm height including cleaning the surface before treatment. (b) Laying brick bats with mortar using broken bricks/brick bats 25 mm to 115 mm size with 50% of cement mortar 1:5 (1 cement : 5 coarse sand) admixed with water proofing compound conforming to IS : 2645 and approved by Engineer- in-charge over 20 mm thick layer of cement mortar of mix 1:5 (1 cement :5 coarse sand ) admixed with water proofing compound conforming to IS : 2645 and approved by Engineer- in-charge to required slope and treating similarly the adjoining walls upto 300 mm height including rounding of junctions of walls and slabs. (c) After two days of proper curing applying a second coat of cement slurry using 2.75 kg/ sqm of cement admixed with water proofing compound conforming to IS : 2645 and approved by Engineer-in-charge. (d) Finishing the surface with 20 mm thick jointless cement mortar of mix 1:4 (1 cement :4 coarse sand) admixed with water proofing compound conforming to IS : 2645 and approved by Engineer-in-charge including laying glass fibre cloth of approved quality in top layer of plaster and finally finishing the surface with trowel with neat cement slurry and making pattern of 300x300 mm square 3 mm deep. (e) The whole terrace so finished shall be flooded with water for a minimum period of two weeks for curing and for final test. “All above operations to be done in order and as directed and specified by the Engineer-in-Charge :
16.04 | With average thickness of 120 mm and minimum thickness at khurra as 65 mm. |  | 50 | sqm | 1335.34 |  |  | Excess(+) | 1 | Full Conversion | INR | [40 empty] | #VALUE! | #VALUE! | #VALUE! | 16.04 | With average thickness of 120 mm and minimum thickness at khurra as 65 mm. | 50 | sqm
16.05 | Grading roof for water proofing treatment with | [53 empty] | 16.05 | Grading roof for water proofing treatment with
16.06 | Cement concrete 1:2:4 (1 cement : 2 coarse sand : 4 graded stone aggregate 20mm nominal size) |  | 2 | cum | 6585.49 |  |  | Excess(+) | 1 | Full Conversion | INR | [40 empty] | #VALUE! | #VALUE! | #VALUE! | 16.06 | Cement concrete 1:2:4 (1 cement : 2 coarse sand : 4 graded stone aggregate 20mm nominal size) | 2 | cum
16.07 | Providing and applying fibre reinforced elastomeric liquid water proofing membrane with resilient acrylic polymers having Sun Reflectivity Index (SRI) of 105 on top of concrete roof in three coats @10.76 litre/ 10 sqm. One coat of self-priming of elastomeric waterproofing liquid (dilution with water in the ratio of 3:1) and two coats of undiluted elastomeric waterproofing liquid (dry film thickness of complete application/system not less than 500 microns). The operation shall be carried out after scrapping and properly cleaning the surface to remove loose particles with wire brushes, complete in all respect as per the direction of Engineer-in-Charge. |  | 800 | sqm | 415.74 |  |  | Excess(+) | 1 | Full Conversion | INR | [40 empty] | #VALUE! | #VALUE! | #VALUE! | 16.07 | Providing and applying fibre reinforced elastomeric liquid water proofing membrane with resilient acrylic polymers having Sun Reflectivity Index (SRI) of 105 on top of concrete roof in three coats @10.76 litre/ 10 sqm. One coat of self-priming of elastomeric waterproofing liquid (dilution with water in the ratio of 3:1) and two coats of undiluted elastomeric waterproofing liquid (dry film thickness of complete application/system not less than 500 microns). The operation shall be carried out after scrapping and properly cleaning the surface to remove loose particles with wire brushes, complete in all respect as per the direction of Engineer-in-Charge. | 800 | sqm
17 | NEW TECHNOLOGIES AND MATERIALS | [53 empty] | 17 | NEW TECHNOLOGIES AND MATERIALS
17.01 | Providing, mixing and applying bonding coat of approved adhesive on chipped portion of RCC as per specifications and direction of Engineer-In-charge complete in all respect. | [53 empty] | 17.01 | Providing, mixing and applying bonding coat of approved adhesive on chipped portion of RCC as per specifications and direction of Engineer-In-charge complete in all respect.
17.02 | SBR Polymer (@10% of cement weight) modified cementitious bond coat @ 2.2 kg cement per sqm of surface area mixed with specified proportion of approved polymer |  | 1 | sqm | 103.24 |  |  | Excess(+) | 1 | Full Conversion | INR | [40 empty] | #VALUE! | #VALUE! | #VALUE! | 17.02 | SBR Polymer (@10% of cement weight) modified cementitious bond coat @ 2.2 kg cement per sqm of surface area mixed with specified proportion of approved polymer | 1 | sqm
17.03 | Epoxy bonding adhesive having coverage 2.20 sqm/kg of approved make |  | 2 | sqm | 342.35 |  |  | Excess(+) | 1 | Full Conversion | INR | [40 empty] | #VALUE! | #VALUE! | #VALUE! | 17.03 | Epoxy bonding adhesive having coverage 2.20 sqm/kg of approved make | 2 | sqm
18 | MINOR CIVIL MAINTENANCE WORK: | [53 empty] | 18 | MINOR CIVIL MAINTENANCE WORK:
18.01 | "Providing and laying in position cement concrete of specified grade excluding the cost of centering and shuttering - All work up to plinth level : 1:5:10 (1 cement : 5 coarse sand (zone-III) derived from natural sources: 10 graded brick aggregate 40 mm nominal size derived from natural sources) |  | 2 | Cum | 4985.93 |  |  | Excess(+) | 1 | Full Conversion | INR | [40 empty] | #VALUE! | #VALUE! | #VALUE! | 18.01 | "Providing and laying in position cement concrete of specified grade excluding the cost of centering and shuttering - All work up to plinth level : 1:5:10 (1 cement : 5 coarse sand (zone-III) derived from natural sources: 10 graded brick aggregate 40 mm nominal size derived from natural sources) | 2 | Cum
18.02 | "P/F C.P brass towel rod complete with two C.P.brass brackets fixed to wooden cleats with C.P. brass screws of approved quality size of 600 x 20 mm. |  | 1 | Each | 457.52 |  |  | Excess(+) | 1 | Full Conversion | INR | [40 empty] | #VALUE! | #VALUE! | #VALUE! | 18.02 | "P/F C.P brass towel rod complete with two C.P.brass brackets fixed to wooden cleats with C.P. brass screws of approved quality size of 600 x 20 mm. | 1 | Each
18.03 | "Providing and fixing C.P. grating with or without hole for waste pipe for floor/ nahani trap 100 mm dia. weight not less than 100 grams. |  | 1 | Each | 51.62 |  |  | Excess(+) | 1 | Full Conversion | INR | [40 empty] | #VALUE! | #VALUE! | #VALUE! | 18.03 | "Providing and fixing C.P. grating with or without hole for waste pipe for floor/ nahani trap 100 mm dia. weight not less than 100 grams. | 1 | Each
18.04 | "Cutting rubbing and polishing of old mosaic flooring of dado for rubbing and removal of rubbish i/c one coat of cement slurry for final rubbing and polishing. |  | 1 | Sqm | 65.05 |  |  | Excess(+) | 1 | Full Conversion | INR | [40 empty] | #VALUE! | #VALUE! | #VALUE! | 18.04 | "Cutting rubbing and polishing of old mosaic flooring of dado for rubbing and removal of rubbish i/c one coat of cement slurry for final rubbing and polishing. | 1 | Sqm
18.05 | "Providing and fixing C.P flange for C.P bib cock/C.P angle stop cock. |  | 1 | Each | 29.33 |  |  | Excess(+) | 1 | Full Conversion | INR | [40 empty] | #VALUE! | #VALUE! | #VALUE! | 18.05 | "Providing and fixing C.P flange for C.P bib cock/C.P angle stop cock. | 1 | Each
18.06 | "Providing and fixing C.P Brass shower rose 15 mm or 20 mm inlet with shower arm (a) 75 mm dia fancy type. |  | 1 | Each | 586.56 |  |  | Excess(+) | 1 | Full Conversion | INR | [40 empty] | #VALUE! | #VALUE! | #VALUE! | 18.06 | "Providing and fixing C.P Brass shower rose 15 mm or 20 mm inlet with shower arm (a) 75 mm dia fancy type. | 1 | Each
18.07 | "Providing and fixing C.P. waste 32 mm dia of make L&K for wash basin / sink. |  | 1 | Each | 305.01 |  |  | Excess(+) | 1 | Full Conversion | INR | [40 empty] | #VALUE! | #VALUE! | #VALUE! | 18.07 | "Providing and fixing C.P. waste 32 mm dia of make L&K for wash basin / sink. | 1 | Each
18.08 | Providing and fixing ISI marked flush door shutter non decorative type, core of block board construction with frame of first class hard wood and well matched commercial 3 ply veneering with vertical grains or cross bands and face veneers on both faces of shutters. 35 mm thick including ISI marked M.S butt hinges with necessary screw complete. |  | 1 | Sqm | 1954.84 |  |  | Excess(+) | 1 | Full Conversion | INR | [40 empty] | #VALUE! | #VALUE! | #VALUE! | 18.08 | Providing and fixing ISI marked flush door shutter non decorative type, core of block board construction with frame of first class hard wood and well matched commercial 3 ply veneering with vertical grains or cross bands and face veneers on both faces of shutters. 35 mm thick including ISI marked M.S butt hinges with necessary screw complete. | 1 | Sqm
18.09 | "Providing and fixing white vitreous china oval type wash basin of size 550 x 480 with 15mm C.P brass pillar tap, 32mm C.P brass waste of standard pattern. |  | 1 | Each | 4461.35 |  |  | Excess(+) | 1 | Full Conversion | INR | [40 empty] | #VALUE! | #VALUE! | #VALUE! | 18.09 | "Providing and fixing white vitreous china oval type wash basin of size 550 x 480 with 15mm C.P brass pillar tap, 32mm C.P brass waste of standard pattern. | 1 | Each
18.1 | "Providing and Fixing M.S handle for steel window. |  | 1 | Each | 35.2 |  |  | Excess(+) | 1 | Full Conversion | INR | [40 empty] | #VALUE! | #VALUE! | #VALUE! | 18.1 | "Providing and Fixing M.S handle for steel window. | 1 | Each
18.11 | "Providing and fixing C.P. pillar cock 15 mm nominal bore (L&K make) for wash basin. |  | 1 | Each | 785.99 |  |  | Excess(+) | 1 | Full Conversion | INR | [40 empty] | #VALUE! | #VALUE! | #VALUE! | 18.11 | "Providing and fixing C.P. pillar cock 15 mm nominal bore (L&K make) for wash basin. | 1 | Each
18.12 | "Providing and Fixing white vitreous china flat back half stall urinal of size 580x 380 x 350 mm with fittings standard size, C.P. Brass domical waste 32 mm , C.P. Brass spreders 15 mm , C.P. Connection pipe with Brass union & clamp and C.P Brass Push Cock 15 mm including cutting & making good the wall. |  | 1 | Each | 8584.86 |  |  | Excess(+) | 1 | Full Conversion | INR | [40 empty] | #VALUE! | #VALUE! | #VALUE! | 18.12 | "Providing and Fixing white vitreous china flat back half stall urinal of size 580x 380 x 350 mm with fittings standard size, C.P. Brass domical waste 32 mm , C.P. Brass spreders 15 mm , C.P. Connection pipe with Brass union & clamp and C.P Brass Push Cock 15 mm including cutting & making good the wall. | 1 | Each
18.13 | "Providing and fixing C.P soap dish etc. complete. |  | 1 | Each | 387.13 |  |  | Excess(+) | 1 | Full Conversion | INR | [40 empty] | #VALUE! | #VALUE! | #VALUE! | 18.13 | "Providing and fixing C.P soap dish etc. complete. | 1 | Each
18.14 | Providing & fixing C.P Coat Pin hanger of approved make with necessary screws etc. complete |  | 1 | Each | 222.89 |  |  | Excess(+) | 1 | Full Conversion | INR | [40 empty] | #VALUE! | #VALUE! | #VALUE! | 18.14 | Providing & fixing C.P Coat Pin hanger of approved make with necessary screws etc. complete | 1 | Each
18.15 | "Providing and fixing C.P connection for gyser (15 x 450) mm with nut and washer. |  | 1 | Each | 340.2 |  |  | Excess(+) | 1 | Full Conversion | INR | [40 empty] | #VALUE! | #VALUE! | #VALUE! | 18.15 | "Providing and fixing C.P connection for gyser (15 x 450) mm with nut and washer. | 1 | Each
18.16 | Brick work with common burnt clay F.P.S. (non modular) bricks of class designation 7.5 in foundation and plinth in: Cement mortar 1:6 (1 cement : 6 coarse sand) with old available bricks |  | 1 | Cum | 3087.99 |  |  | Excess(+) | 1 | Full Conversion | INR | [40 empty] | #VALUE! | #VALUE! | #VALUE! | 18.16 | Brick work with common burnt clay F.P.S. (non modular) bricks of class designation 7.5 in foundation and plinth in: Cement mortar 1:6 (1 cement : 6 coarse sand) with old available bricks | 1 | Cum
18.17 | Providing and laying in position cement concrete of specified grade excluding the cost of centering and shuttering - All work up to plinth level : 1:5:10 (1 cement : 5 coarse sand (zone-III) derived from natural sources: 10 graded brick aggregate 40 mm nominal size derived from natural sources). With old available brick aggregate. |  | 1 | Cum | 3983.6 |  |  | Excess(+) | 1 | Full Conversion | INR | [40 empty] | #VALUE! | #VALUE! | #VALUE! | 18.17 | Providing and laying in position cement concrete of specified grade excluding the cost of centering and shuttering - All work up to plinth level : 1:5:10 (1 cement : 5 coarse sand (zone-III) derived from natural sources: 10 graded brick aggregate 40 mm nominal size derived from natural sources). With old available brick aggregate. | 1 | Cum
18.18 | Brick on edge flooring with old available bricks of class designation 7.5 on a bed of 12 mm cement mortar, including filling the joints with same mortar, with common burnt clay non modular bricks: 1:6 (1cement : 6 coarse sand) |  | 1 | Sqm | 481.5 |  |  | Excess(+) | 1 | Full Conversion | INR | [40 empty] | #VALUE! | #VALUE! | #VALUE! | 18.18 | Brick on edge flooring with old available bricks of class designation 7.5 on a bed of 12 mm cement mortar, including filling the joints with same mortar, with common burnt clay non modular bricks: 1:6 (1cement : 6 coarse sand) | 1 | Sqm
18.19 | Half brick masonry with old available common burnt clay F.P.S. (non modular) bricks of class designation 7.5 in superstructure above plinth level up to floor V level. Cement mortar 1:4 (1 cement :4 coarse sand) |  | 1 | Sqm | 576.68 |  |  | Excess(+) | 1 | Full Conversion | INR | [40 empty] | #VALUE! | #VALUE! | #VALUE! | 18.19 | Half brick masonry with old available common burnt clay F.P.S. (non modular) bricks of class designation 7.5 in superstructure above plinth level up to floor V level. Cement mortar 1:4 (1 cement :4 coarse sand) | 1 | Sqm
18.2 | "Providing and fixing C.P waste 40 mm nominal bore for china sink or wash basin (L&K) make. |  | 1 | Each | 328.47 |  |  | Excess(+) | 1 | Full Conversion | INR | [40 empty] | #VALUE! | #VALUE! | #VALUE! | 18.2 | "Providing and fixing C.P waste 40 mm nominal bore for china sink or wash basin (L&K) make. | 1 | Each
18.21 | "P/F 1.50mm thick homogeneous polyvinyl chloride sheet/tile in flooring and skirting in approved pattern on a smooth and damp proof base using rubber base adhesive of approved quality and manufacturer like Dualpo S-758 , Fevicol SR 998 or equivalent including rolling with light wooden roller weight about 5 kg. All complete as directed by Engineer -in -charge in approved colour and shade. |  | 1 | Sqm | 542.74 |  |  | Excess(+) | 1 | Full Conversion | INR | [40 empty] | #VALUE! | #VALUE! | #VALUE! | 18.21 | "P/F 1.50mm thick homogeneous polyvinyl chloride sheet/tile in flooring and skirting in approved pattern on a smooth and damp proof base using rubber base adhesive of approved quality and manufacturer like Dualpo S-758 , Fevicol SR 998 or equivalent including rolling with light wooden roller weight about 5 kg. All complete as directed by Engineer -in -charge in approved colour and shade. | 1 | Sqm
18.22 | Providing & fixing Kota Stone upto 100 mm depth Strips with CM 1:4 in CC Road i/c cutting the kota in strips. |  | 1 | Rm | 21.92 |  |  | Excess(+) | 1 | Full Conversion | INR | [40 empty] | #VALUE! | #VALUE! | #VALUE! | 18.22 | Providing & fixing Kota Stone upto 100 mm depth Strips with CM 1:4 in CC Road i/c cutting the kota in strips. | 1 | Rm
18.23 | Providing and fixing C.P basin mixer of 15 mm nominal bore (L&K) make etc. complete |  | 1 | Each | 2522.2 |  |  | Excess(+) | 1 | Full Conversion | INR | [40 empty] | #VALUE! | #VALUE! | #VALUE! | 18.23 | Providing and fixing C.P basin mixer of 15 mm nominal bore (L&K) make etc. complete | 1 | Each
18.24 | Providind and fixing C.P. hand spray (heath faucet) jaquar make or equivalant with push button control and flexible hose connection with C.P hook complete in all respects. |  | 1 | Each | 1730.35 |  |  | Excess(+) | 1 | Full Conversion | INR | [40 empty] | #VALUE! | #VALUE! | #VALUE! | 18.24 | Providind and fixing C.P. hand spray (heath faucet) jaquar make or equivalant with push button control and flexible hose connection with C.P hook complete in all respects. | 1 | Each
18.25 | Providing and fixing 15 mm nominal bore C.P brass two way bib cock of L&K or approved equivalent make etc. complete |  | 1 | Each | 1284.56 |  |  | Excess(+) | 1 | Full Conversion | INR | [40 empty] | #VALUE! | #VALUE! | #VALUE! | 18.25 | Providing and fixing 15 mm nominal bore C.P brass two way bib cock of L&K or approved equivalent make etc. complete | 1 | Each
18.26 | "Rate for recovery from the contractor for the repurchase of dismantled material on the basis of as is where is:- " | [53 empty] | 18.26 | "Rate for recovery from the contractor for the repurchase of dismantled material on the basis of as is where is:- "
18.27 | "Door shutter including chowkhats and fittings etc. complete |  | 1 | Each | 771.59 |  |  | Excess(+) | 1 | Full Conversion | INR | [40 empty] | #VALUE! | #VALUE! | #VALUE! | 18.27 | "Door shutter including chowkhats and fittings etc. complete | 1 | Each
18.28 | "Window shutter including chowkhat fittings etc. complete. |  | 1 | Each | 569.93 |  |  | Excess(+) | 1 | Full Conversion | INR | [40 empty] | #VALUE! | #VALUE! | #VALUE! | 18.28 | "Window shutter including chowkhat fittings etc. complete. | 1 | Each
18.29 | Iron door |  | 1 | Each | 1139.85 |  |  | Excess(+) | 1 | Full Conversion | INR | [40 empty] | #VALUE! | #VALUE! | #VALUE! | 18.29 | Iron door | 1 | Each
18.3 | Ventilator |  | 1 | Each | 350.72 |  |  | Excess(+) | 1 | Full Conversion | INR | [40 empty] | #VALUE! | #VALUE! | #VALUE! | 18.3 | Ventilator | 1 | Each
18.31 | Providing and fixing anti-cocroach grating 125 mm dia of approved equivalent make. |  | 1 | Each | 299.14 |  |  | Excess(+) | 1 | Full Conversion | INR | [40 empty] | #VALUE! | #VALUE! | #VALUE! | 18.31 | Providing and fixing anti-cocroach grating 125 mm dia of approved equivalent make. | 1 | Each
18.32 | Providing and fixing 15 mm nominal bore C.P. swan neck pillar cock of L&K or approved equivalent make. |  | 1 | Each | 1396.01 |  |  | Excess(+) | 1 | Full Conversion | INR | [40 empty] | #VALUE! | #VALUE! | #VALUE! | 18.32 | Providing and fixing 15 mm nominal bore C.P. swan neck pillar cock of L&K or approved equivalent make. | 1 | Each
18.33 | Providing and fixing 15 mm nominal bore two way angle valve of make L&K or approved equivalent make. |  | 1 | Each | 1284.56 |  |  | Excess(+) | 1 | Full Conversion | INR | [40 empty] | #VALUE! | #VALUE! | #VALUE! | 18.33 | Providing and fixing 15 mm nominal bore two way angle valve of make L&K or approved equivalent make. | 1 | Each
18.34 | Base Unit_ Drawer Basket Basket Dimension:- 420 x 485 x 100 mm |  | 1 | Each | 1547.57 |  |  | Excess(+) | 1 | Full Conversion | INR | [40 empty] | #VALUE! | #VALUE! | #VALUE! | 18.34 | Base Unit_ Drawer Basket Basket Dimension:- 420 x 485 x 100 mm | 1 | Each
18.35 | Wall Unit_Glass Shutters |  | 1 | Sqm | 5357.3 |  |  | Excess(+) | 1 | Full Conversion | INR | [40 empty] | #VALUE! | #VALUE! | #VALUE! | 18.35 | Wall Unit_Glass Shutters | 1 | Sqm
18.36 | Wall Unit_Solid Shutters |  | 1 | Sqm | 3941.25 |  |  | Excess(+) | 1 | Full Conversion | INR | [40 empty] | #VALUE! | #VALUE! | #VALUE! | 18.36 | Wall Unit_Solid Shutters | 1 | Sqm
18.37 | Wall Unit | [53 empty] | 18.37 | Wall Unit
18.38 | "Glass & plate rack including Drip Tray Outer Dimension:-900 x 310 x 600 mm Basket Dimension:- 862 x 230 x 25/65 mm" |  | 1 | Each | 11543.18 |  |  | Excess(+) | 1 | Full Conversion | INR | [40 empty] | #VALUE! | #VALUE! | #VALUE! | 18.38 | "Glass & plate rack including Drip Tray Outer Dimension:-900 x 310 x 600 mm Basket Dimension:- 862 x 230 x 25/65 mm" | 1 | Each
18.39 | Auto Closing Concealed Hinges |  | 1 | Each | 70.14 |  |  | Excess(+) | 1 | Full Conversion | INR | [40 empty] | #VALUE! | #VALUE! | #VALUE! | 18.39 | Auto Closing Concealed Hinges | 1 | Each
18.4 | Auto Closing Concealed Special Corner Hinges |  | 11 | Each | 1017.1 |  |  | Excess(+) | 1 | Full Conversion | INR | [40 empty] | #VALUE! | #VALUE! | #VALUE! | 18.4 | Auto Closing Concealed Special Corner Hinges | 11 | Each
18.41 | Handles |  | 1 | Each | 173.61 |  |  | Excess(+) | 1 | Full Conversion | INR | [40 empty] | #VALUE! | #VALUE! | #VALUE! | 18.41 | Handles | 1 | Each
18.42 | Cornice |  | 1 | Each | 2393.69 |  |  | Excess(+) | 1 | Full Conversion | INR | [40 empty] | #VALUE! | #VALUE! | #VALUE! | 18.42 | Cornice | 1 | Each
18.43 | Skerting Rasing |  | 1 | Sqm | 5138.1 |  |  | Excess(+) | 1 | Full Conversion | INR | [40 empty] | #VALUE! | #VALUE! | #VALUE! | 18.43 | Skerting Rasing | 1 | Sqm
18.44 | Marble Flooring |  | 1 | Sqm | 1622.1 |  |  | Excess(+) | 1 | Full Conversion | INR | [40 empty] | #VALUE! | #VALUE! | #VALUE! | 18.44 | Marble Flooring | 1 | Sqm
18.45 | Hardware (Screws counter sunk, Connect Fastners, Tags) Outer Dimension:-( As per site requirement) |  | 1 | L.S. | 5839.54 |  |  | Excess(+) | 1 | Full Conversion | INR | [40 empty] | #VALUE! | #VALUE! | #VALUE! | 18.45 | Hardware (Screws counter sunk, Connect Fastners, Tags) Outer Dimension:-( As per site requirement) | 1 | L.S.
18.46 | Fixing & Installation of the complete modular kitchen including the chimney |  | 1 | L.S. | 21727.31 |  |  | Excess(+) | 1 | Full Conversion | INR | [40 empty] | #VALUE! | #VALUE! | #VALUE! | 18.46 | Fixing & Installation of the complete modular kitchen including the chimney | 1 | L.S.
18.47 | Base Unit_ Outer Dimension:- 550 mm Perforated Cutlery 530 x 485 x100 mm |  | 1 | Each | 3897.41 |  |  | Excess(+) | 1 | Full Conversion | INR | [40 empty] | #VALUE! | #VALUE! | #VALUE! | 18.47 | Base Unit_ Outer Dimension:- 550 mm Perforated Cutlery 530 x 485 x100 mm | 1 | Each
18.48 | Base Unit_ Drawer Basket 530 x 485 x 100 mm |  | 1 | Each | 1736.08 |  |  | Excess(+) | 1 | Full Conversion | INR | [40 empty] | #VALUE! | #VALUE! | #VALUE! | 18.48 | Base Unit_ Drawer Basket 530 x 485 x 100 mm | 1 | Each
18.49 | Base Unit_Thali Basket 530 x 485 x 140 mm |  | 1 | Each | 2424.38 |  |  | Excess(+) | 1 | Full Conversion | INR | [40 empty] | #VALUE! | #VALUE! | #VALUE! | 18.49 | Base Unit_Thali Basket 530 x 485 x 140 mm | 1 | Each
18.5 | Base Unit_ Outer Dimention 215 mm Bottle Pull out 100 x 485 x 432 mm |  | 1 | Each | 1814.99 |  |  | Excess(+) | 1 | Full Conversion | INR | [40 empty] | #VALUE! | #VALUE! | #VALUE! | 18.5 | Base Unit_ Outer Dimention 215 mm Bottle Pull out 100 x 485 x 432 mm | 1 | Each
18.51 | Base Unit_Outer Dimention 600 mm Meta Drawer 530 x 500 x 86 mm |  | 1 | Each | 1749.23 |  |  | Excess(+) | 1 | Full Conversion | INR | [40 empty] | #VALUE! | #VALUE! | #VALUE! | 18.51 | Base Unit_Outer Dimention 600 mm Meta Drawer 530 x 500 x 86 mm | 1 | Each
18.52 | Base Unit_Grain Trolly Basket with Porter 520 x 485 x 190 mm |  | 1 | Each | 4335.82 |  |  | Excess(+) | 1 | Full Conversion | INR | [40 empty] | #VALUE! | #VALUE! | #VALUE! | 18.52 | Base Unit_Grain Trolly Basket with Porter 520 x 485 x 190 mm | 1 | Each
18.53 | Base Unit | [53 empty] | 18.53 | Base Unit
18.54 | Cylinder Trolly Outer dimention 400 mm |  | 1 | Each | 986.41 |  |  | Excess(+) | 1 | Full Conversion | INR | [40 empty] | #VALUE! | #VALUE! | #VALUE! | 18.54 | Cylinder Trolly Outer dimention 400 mm | 1 | Each
18.55 | Corner D Tray outer dimention 1100 mm basket dimention 700 mm |  | 1 | Each | 8198.16 |  |  | Excess(+) | 1 | Full Conversion | INR | [40 empty] | #VALUE! | #VALUE! | #VALUE! | 18.55 | Corner D Tray outer dimention 1100 mm basket dimention 700 mm | 1 | Each
18.56 | Drawer Basket Outer Dimention 500 mm Basket Dimention 420 x 485 x 140 mm |  | 1 | Each | 1937.75 |  |  | Excess(+) | 1 | Full Conversion | INR | [40 empty] | #VALUE! | #VALUE! | #VALUE! | 18.56 | Drawer Basket Outer Dimention 500 mm Basket Dimention 420 x 485 x 140 mm | 1 | Each
18.57 | Rack Outer Dimention 900 mm 310 x 110 x 110 mm |  | 1 | Each | 797.9 |  |  | Excess(+) | 1 | Full Conversion | INR | [40 empty] | #VALUE! | #VALUE! | #VALUE! | 18.57 | Rack Outer Dimention 900 mm 310 x 110 x 110 mm | 1 | Each
18.58 | Base Uint | [53 empty] | 18.58 | Base Uint
18.59 | Outer Dimention 450 mm Perforated Cutlery 370 x 485 x 100 mm |  | 1 | Each | 3042.53 |  |  | Excess(+) | 1 | Full Conversion | INR | [40 empty] | #VALUE! | #VALUE! | #VALUE! | 18.59 | Outer Dimention 450 mm Perforated Cutlery 370 x 485 x 100 mm | 1 | Each
18.6 | Drawer Basket 370 x 485 x 100 mm |  | 1 | Each | 2178.87 |  |  | Excess(+) | 1 | Full Conversion | INR | [40 empty] | #VALUE! | #VALUE! | #VALUE! | 18.6 | Drawer Basket 370 x 485 x 100 mm | 1 | Each
18.61 | Drawer Basket 370 x 485 x 140 mm |  | 1 | Each | 1902.67 |  |  | Excess(+) | 1 | Full Conversion | INR | [40 empty] | #VALUE! | #VALUE! | #VALUE! | 18.61 | Drawer Basket 370 x 485 x 140 mm | 1 | Each
18.62 | Marble Partition (As per site) |  | 1 | Each | 697.06 |  |  | Excess(+) | 1 | Full Conversion | INR | [40 empty] | #VALUE! | #VALUE! | #VALUE! | 18.62 | Marble Partition (As per site) | 1 | Each
18.63 | Full extention ball bearing sliding telescopic |  | 1 | Set | 429.64 |  |  | Excess(+) | 1 | Full Conversion | INR | [40 empty] | #VALUE! | #VALUE! | #VALUE! | 18.63 | Full extention ball bearing sliding telescopic | 1 | Set
18.64 | Wall Unit_Glass Shutters |  | 1 | Sqm | 5357.3 |  |  | Excess(+) | 1 | Full Conversion | INR | [40 empty] | #VALUE! | #VALUE! | #VALUE! | 18.64 | Wall Unit_Glass Shutters | 1 | Sqm
18.65 | Wall Unit_Solid Shutters |  | 1 | Sqm | 3941.25 |  |  | Excess(+) | 1 | Full Conversion | INR | [40 empty] | #VALUE! | #VALUE! | #VALUE! | 18.65 | Wall Unit_Solid Shutters | 1 | Sqm
18.66 | Wall Unit_25 mm nominal bore. |  | 1 | Each | 825.95 |  |  | Excess(+) | 1 | Full Conversion | INR | [40 empty] | #VALUE! | #VALUE! | #VALUE! | 18.66 | Wall Unit_25 mm nominal bore. | 1 | Each
18.67 | Wall Unit_32 mm nominal bore. |  | 1 | Each | 1385.36 |  |  | Excess(+) | 1 | Full Conversion | INR | [40 empty] | #VALUE! | #VALUE! | #VALUE! | 18.67 | Wall Unit_32 mm nominal bore. | 1 | Each
18.68 | Wall Unit_40 mm nominal bore. |  | 1 | Each | 1987.72 |  |  | Excess(+) | 1 | Full Conversion | INR | [40 empty] | #VALUE! | #VALUE! | #VALUE! | 18.68 | Wall Unit_40 mm nominal bore. | 1 | Each
18.69 | Wall Unit_50 mm nominal bore. |  | 1 | Each | 2827.71 |  |  | Excess(+) | 1 | Full Conversion | INR | [40 empty] | #VALUE! | #VALUE! | #VALUE! | 18.69 | Wall Unit_50 mm nominal bore. | 1 | Each
18.7 | Wall Unit_ Glass & Plate Rack including Drip Tray 900 x 310 x 600 862 x 230 x 25 /65 mm |  | 1 | Each | 11543.18 |  |  | Excess(+) | 1 | Full Conversion | INR | [40 empty] | #VALUE! | #VALUE! | #VALUE! | 18.7 | Wall Unit_ Glass & Plate Rack including Drip Tray 900 x 310 x 600 862 x 230 x 25 /65 mm | 1 | Each
18.71 | Auto Closing Concealed Hinges |  | 1 | Each | 70.14 |  |  | Excess(+) | 1 | Full Conversion | INR | [40 empty] | #VALUE! | #VALUE! | #VALUE! | 18.71 | Auto Closing Concealed Hinges | 1 | Each
18.72 | Auto Closing Concealed Special Corner Hinges |  | 1 | Each | 1017.1 |  |  | Excess(+) | 1 | Full Conversion | INR | [40 empty] | #VALUE! | #VALUE! | #VALUE! | 18.72 | Auto Closing Concealed Special Corner Hinges | 1 | Each
18.73 | Handles |  | 1 | Each | 173.61 |  |  | Excess(+) | 1 | Full Conversion | INR | [40 empty] | #VALUE! | #VALUE! | #VALUE! | 18.73 | Handles | 1 | Each
18.74 | Cornice |  | 1 | Each | 2393.69 |  |  | Excess(+) | 1 | Full Conversion | INR | [40 empty] | #VALUE! | #VALUE! | #VALUE! | 18.74 | Cornice | 1 | Each
18.75 | Skirting Rasing |  | 1 | Sqm | 5138.1 |  |  | Excess(+) | 1 | Full Conversion | INR | [40 empty] | #VALUE! | #VALUE! | #VALUE! | 18.75 | Skirting Rasing | 1 | Sqm
18.76 | Marble Flooring |  | 1 | Sqm | 1622.1 |  |  | Excess(+) | 1 | Full Conversion | INR | [40 empty] | #VALUE! | #VALUE! | #VALUE! | 18.76 | Marble Flooring | 1 | Sqm
18.77 | Hardware (Screws counter sunk, Connect Fastners,Tags) As per site requirement |  | 1 | L.S. | 6124.51 |  |  | Excess(+) | 1 | Full Conversion | INR | [40 empty] | #VALUE! | #VALUE! | #VALUE! | 18.77 | Hardware (Screws counter sunk, Connect Fastners,Tags) As per site requirement | 1 | L.S.
18.78 | 100 mm diameter. |  | 1 | Each | 6185.01 |  |  | Excess(+) | 1 | Full Conversion | INR | [40 empty] | #VALUE! | #VALUE! | #VALUE! | 18.78 | 100 mm diameter. | 1 | Each
18.79 | 150 mm diameter. |  | 1 | Each | 10161.33 |  |  | Excess(+) | 1 | Full Conversion | INR | [40 empty] | #VALUE! | #VALUE! | #VALUE! | 18.79 | 150 mm diameter. | 1 | Each
18.8 | "Carrying out post construction antitermite treatment conforming to IS: 6313 part III complete as per following details: (A) Operation shall be carried out in through manner seeking the termite in their hide outs and other similar location resource shall be taken to inject oil/water based solution of chloropyrifos 20 % E.C 1% (by weight) consentration all tracesof termite presence should be removed so that reinfestation aterwords may easily be detected. (B) The solid treatment in foundation to be treated with chemical emulsion 7.5 litre per sqm of the vertical surface of the substructure in facilitate this approx. 12 mm dia. holes shall be drilled as close a possible to the plinth wall and 30 cm. apart. (C) Similarly 12 mm dia. holes shall be drilled at the junction of the wall and floor inside the building at a omterval of 30 cm apart to reach the soil below and chemical emulsion required into each holes operated pump to soak the soil below till the refusal of maximum 1 litre per hole and then the holes shall be properly sealed. (C.A No.2510 Dated 30.01.2019) |  | 1 | Sqm | 86.01 |  |  | Excess(+) | 1 | Full Conversion | INR | [40 empty] | #VALUE! | #VALUE! | #VALUE! | 18.8 | "Carrying out post construction antitermite treatment conforming to IS: 6313 part III complete as per following details: (A) Operation shall be carried out in through manner seeking the termite in their hide outs and other similar location resource shall be taken to inject oil/water based solution of chloropyrifos 20 % E.C 1% (by weight) consentration all tracesof termite presence should be removed so that reinfestation aterwords may easily be detected. (B) The solid treatment in foundation to be treated with chemical emulsion 7.5 litre per sqm of the vertical surface of the substructure in facilitate this approx. 12 mm dia. holes shall be drilled as close a possible to the plinth wall and 30 cm. apart. (C) Similarly 12 mm dia. holes shall be drilled at the junction of the wall and floor inside the building at a omterval of 30 cm apart to reach the soil below and chemical emulsion required into each holes operated pump to soak the soil below till the refusal of maximum 1 litre per hole and then the holes shall be properly sealed. (C.A No.2510 Dated 30.01.2019) | 1 | Sqm
18.81 | Fixing of old available double action hydraulic floor spring for doors, including cost of cutting floors, embedding in floors as required and making good the same matching to the existing floor finishing and cover plates with brass pivot and single piece M.S. sheet outer box with slide plate etc. complete as per the direction of Engineer-in-charge. |  | 1 | Each | 272.05 |  |  | Excess(+) | 1 | Full Conversion | INR | [40 empty] | #VALUE! | #VALUE! | #VALUE! | 18.81 | Fixing of old available double action hydraulic floor spring for doors, including cost of cutting floors, embedding in floors as required and making good the same matching to the existing floor finishing and cover plates with brass pivot and single piece M.S. sheet outer box with slide plate etc. complete as per the direction of Engineer-in-charge. | 1 | Each
18.82 | "Providing & Fixing Glass body liquid soap dispenser, Make : Jaquar cat no. ACN-CHR-1135N or approved equivalent make etc. with simple push lever fitted with liquid soap (one time) including cutting and making good the walls, wherever required. " |  | 1 | Each | 911 |  |  | Excess(+) | 1 | Full Conversion | INR | [40 empty] | #VALUE! | #VALUE! | #VALUE! | 18.82 | "Providing & Fixing Glass body liquid soap dispenser, Make : Jaquar cat no. ACN-CHR-1135N or approved equivalent make etc. with simple push lever fitted with liquid soap (one time) including cutting and making good the walls, wherever required. " | 1 | Each
18.83 | Providing and fixing CP brass sink cock with normal swivel spout, Make : Jaquar Cat No. 5357ND or approved equivalent complete to the satisfaction of Engineer in charge. |  | 1 | Each | 1473.91 |  |  | Excess(+) | 1 | Full Conversion | INR | [40 empty] | #VALUE! | #VALUE! | #VALUE! | 18.83 | Providing and fixing CP brass sink cock with normal swivel spout, Make : Jaquar Cat No. 5357ND or approved equivalent complete to the satisfaction of Engineer in charge. | 1 | Each
18.84 | Providing & fixing C.P. hand spray with lever control (health faucet) of Make : Jaquar cat no. ALD-CHR-585 or approved equivalent and flexible hose 1 m/1.2m long connection with C.P. holder for hand spray complete in all respects as per direction of Eng |  | 1 | Each | 2132.4 |  |  | Excess(+) | 1 | Full Conversion | INR | [40 empty] | #VALUE! | #VALUE! | #VALUE! | 18.84 | Providing & fixing C.P. hand spray with lever control (health faucet) of Make : Jaquar cat no. ALD-CHR-585 or approved equivalent and flexible hose 1 m/1.2m long connection with C.P. holder for hand spray complete in all respects as per direction of Eng | 1 | Each
18.85 | Providing and fixing SS COAT Hook of Make : Jaquar cat no. AKP-35791P or approved equivalent complete including consumable items, cutting and making good the walls where required. |  | 1 | Each | 436.65 |  |  | Excess(+) | 1 | Full Conversion | INR | [40 empty] | #VALUE! | #VALUE! | #VALUE! | 18.85 | Providing and fixing SS COAT Hook of Make : Jaquar cat no. AKP-35791P or approved equivalent complete including consumable items, cutting and making good the walls where required. | 1 | Each
18.86 | Fixing kota stone strip with C.M 1:4 in C.C roads i/c cutting the cota stone in strips. |  | 1 | Rm | 15.78 |  |  | Excess(+) | 1 | Full Conversion | INR | [40 empty] | #VALUE! | #VALUE! | #VALUE! | 18.86 | Fixing kota stone strip with C.M 1:4 in C.C roads i/c cutting the cota stone in strips. | 1 | Rm
18.87 | Providing and fixing of white vitreous china under counter oval wash basin 560x450 mm , Hindware cat no. 10017 or approved equivalent with CP brass waste assembly, wall flanges and rubber adapters for waste connection complete including CI/MS brackets duly painted, nuts, washers, cutting and making good the walls floors wherever required as per direction of Engineer in charge. based on 2016 DAR item no 17.7.1 page no. 1079 |  | 1 | Each | 2358.61 |  |  | Excess(+) | 1 | Full Conversion | INR | [40 empty] | #VALUE! | #VALUE! | #VALUE! | 18.87 | Providing and fixing of white vitreous china under counter oval wash basin 560x450 mm , Hindware cat no. 10017 or approved equivalent with CP brass waste assembly, wall flanges and rubber adapters for waste connection complete including CI/MS brackets duly painted, nuts, washers, cutting and making good the walls floors wherever required as per direction of Engineer in charge. based on 2016 DAR item no 17.7.1 page no. 1079 | 1 | Each
18.88 | Providing and Fixing aluminium 150 mm Hasp & Staple (Safety type), Anodised aluminium (anodised transparent or dyed to required colour or shade according to IS: 1868, Minimum anodic coating of grade AC 15) with necessary screws etc. complete. |  | 1 | Each | 74.75 |  |  | Excess(+) | 1 | Full Conversion | INR | [40 empty] | #VALUE! | #VALUE! | #VALUE! | 18.88 | Providing and Fixing aluminium 150 mm Hasp & Staple (Safety type), Anodised aluminium (anodised transparent or dyed to required colour or shade according to IS: 1868, Minimum anodic coating of grade AC 15) with necessary screws etc. complete. | 1 | Each
18.89 | Removal of old PVC floor and cleaning of adhesive with repairing of floor etc complete. |  | 1 | Sqm | 48.49 |  |  | Excess(+) | 1 | Full Conversion | INR | [40 empty] | #VALUE! | #VALUE! | #VALUE! | 18.89 | Removal of old PVC floor and cleaning of adhesive with repairing of floor etc complete. | 1 | Sqm
18.9 | P/L cement concrete of specified grade i/e the cost of centering and shuttring, All work upto plinth level. ( 1 cement : 5 coarse sand :10 graded brick aggregates 40 mm nominal size) with old available old brick bats. |  | 1 | Cum | 3348.36 |  |  | Excess(+) | 1 | Full Conversion | INR | [40 empty] | #VALUE! | #VALUE! | #VALUE! | 18.9 | P/L cement concrete of specified grade i/e the cost of centering and shuttring, All work upto plinth level. ( 1 cement : 5 coarse sand :10 graded brick aggregates 40 mm nominal size) with old available old brick bats. | 1 | Cum
18.91 | Replacement of wall concealed Metropole WC flush valve (push type) in existing connection point complete. |  | 1 | Each | 3224.01 |  |  | Excess(+) | 1 | Full Conversion | INR | [40 empty] | #VALUE! | #VALUE! | #VALUE! | 18.91 | Replacement of wall concealed Metropole WC flush valve (push type) in existing connection point complete. | 1 | Each
18.92 | Providing and fixing CP Nozzle cock 15 mm dia of approved make. |  | 1 | Each | 709.74 |  |  | Excess(+) | 1 | Full Conversion | INR | [40 empty] | #VALUE! | #VALUE! | #VALUE! | 18.92 | Providing and fixing CP Nozzle cock 15 mm dia of approved make. | 1 | Each
18.93 | Providing and fixing Roller blinds vista make dust guard as per approved shade and colour . |  | 1 | Sqm | 2584.45 |  |  | Excess(+) | 1 | Full Conversion | INR | [40 empty] | #VALUE! | #VALUE! | #VALUE! | 18.93 | Providing and fixing Roller blinds vista make dust guard as per approved shade and colour . | 1 | Sqm
18.94 | Providing and mixing Naffiful chemical in C.M for carrying out structural repair work in joints of R.C.C slab and wall all complette. |  | 1 | Liter | 350.72 |  |  | Excess(+) | 1 | Full Conversion | INR | [40 empty] | #VALUE! | #VALUE! | #VALUE! | 18.94 | Providing and mixing Naffiful chemical in C.M for carrying out structural repair work in joints of R.C.C slab and wall all complette. | 1 | Liter
18.95 | P/F C.P. brass sink mixture with swinging casted spout wall mounted model with connecting Legs & wall Flanges of ( Jaguar make ) code no con-309 KN. |  | 1 | Each | 2332.31 |  |  | Excess(+) | 1 | Full Conversion | INR | [40 empty] | #VALUE! | #VALUE! | #VALUE! | 18.95 | P/F C.P. brass sink mixture with swinging casted spout wall mounted model with connecting Legs & wall Flanges of ( Jaguar make ) code no con-309 KN. | 1 | Each
18.96 | Supply of coarse sand. |  | 1 | Cum | 1583.71 |  |  | Excess(+) | 1 | Full Conversion | INR | [40 empty] | #VALUE! | #VALUE! | #VALUE! | 18.96 | Supply of coarse sand. | 1 | Cum
18.97 | P/F G.I. chicken wire mesh with fixing all complete. |  | 1 | Kg | 164.65 |  |  | Excess(+) | 1 | Full Conversion | INR | [40 empty] | #VALUE! | #VALUE! | #VALUE! | 18.97 | P/F G.I. chicken wire mesh with fixing all complete. | 1 | Kg
18.98 | Replacement of Sensor circuit with plate for battery operated auto flush valve for uninal / wash basin. |  | 1 | Each | 5455.06 |  |  | Excess(+) | 1 | Full Conversion | INR | [40 empty] | #VALUE! | #VALUE! | #VALUE! | 18.98 | Replacement of Sensor circuit with plate for battery operated auto flush valve for uninal / wash basin. | 1 | Each
18.99 | Font writing , casting finshing, painting all complete |  | 1 | Nos | 2184.74 |  |  | Excess(+) | 1 | Full Conversion | INR | [40 empty] | #VALUE! | #VALUE! | #VALUE! | 18.99 | Font writing , casting finshing, painting all complete | 1 | Nos
Total in Figures | [51 empty] | #VALUE! | #VALUE! | #VALUE!
Quoted Rate in Figures |  |  |  | Select | [47 empty] | 0 | 0 | #VALUE!
Quoted Rate in Words |  | #VALUE!
Note on K15: gepadmin: 1. If you choose "Full Conversion" then Column BA (AMOUNT) and Column BB (TAXES) BOTH values will be convert based on selected Currency in (Column L). 2. If you choose "Partial Conversion" then Column BA (AMOUNT) only will be converted based on selected currency (Column L) and Column BB (TAXES) value (INR) will be added to the converted values.
Note on K16: gepadmin: 1. If you choose "Full Conversion" then Column BA (AMOUNT) and Column BB (TAXES) BOTH values will be convert based on selected Currency in (Column L). 2. If you choose "Partial Conversion" then Column BA (AMOUNT) only will be converted based on selected currency (Column L) and Column BB (TAXES) value (INR) will be added to the converted values.
Note on K19: gepadmin: 1. If you choose "Full Conversion" then Column BA (AMOUNT) and Column BB (TAXES) BOTH values will be convert based on selected Currency in (Column L). 2. If you choose "Partial Conversion" then Column BA (AMOUNT) only will be converted based on selected currency (Column L) and Column BB (TAXES) value (INR) will be added to the converted values.
Note on K21: gepadmin: 1. If you choose "Full Conversion" then Column BA (AMOUNT) and Column BB (TAXES) BOTH values will be convert based on selected Currency in (Column L). 2. If you choose "Partial Conversion" then Column BA (AMOUNT) only will be converted based on selected currency (Column L) and Column BB (TAXES) value (INR) will be added to the converted values.
Note on K23: gepadmin: 1. If you choose "Full Conversion" then Column BA (AMOUNT) and Column BB (TAXES) BOTH values will be convert based on selected Currency in (Column L). 2. If you choose "Partial Conversion" then Column BA (AMOUNT) only will be converted based on selected currency (Column L) and Column BB (TAXES) value (INR) will be added to the converted values.
Note on K26: gepadmin: 1. If you choose "Full Conversion" then Column BA (AMOUNT) and Column BB (TAXES) BOTH values will be convert based on selected Currency in (Column L). 2. If you choose "Partial Conversion" then Column BA (AMOUNT) only will be converted based on selected currency (Column L) and Column BB (TAXES) value (INR) will be added to the converted values.
Note on K27: gepadmin: 1. If you choose "Full Conversion" then Column BA (AMOUNT) and Column BB (TAXES) BOTH values will be convert based on selected Currency in (Column L). 2. If you choose "Partial Conversion" then Column BA (AMOUNT) only will be converted based on selected currency (Column L) and Column BB (TAXES) value (INR) will be added to the converted values.
Note on K28: gepadmin: 1. If you choose "Full Conversion" then Column BA (AMOUNT) and Column BB (TAXES) BOTH values will be convert based on selected Currency in (Column L). 2. If you choose "Partial Conversion" then Column BA (AMOUNT) only will be converted based on selected currency (Column L) and Column BB (TAXES) value (INR) will be added to the converted values.
Note on K29: gepadmin: 1. If you choose "Full Conversion" then Column BA (AMOUNT) and Column BB (TAXES) BOTH values will be convert based on selected Currency in (Column L). 2. If you choose "Partial Conversion" then Column BA (AMOUNT) only will be converted based on selected currency (Column L) and Column BB (TAXES) value (INR) will be added to the converted values.
Note on K30: gepadmin: 1. If you choose "Full Conversion" then Column BA (AMOUNT) and Column BB (TAXES) BOTH values will be convert based on selected Currency in (Column L). 2. If you choose "Partial Conversion" then Column BA (AMOUNT) only will be converted based on selected currency (Column L) and Column BB (TAXES) value (INR) will be added to the converted values.
Note on K32: gepadmin: 1. If you choose "Full Conversion" then Column BA (AMOUNT) and Column BB (TAXES) BOTH values will be convert based on selected Currency in (Column L). 2. If you choose "Partial Conversion" then Column BA (AMOUNT) only will be converted based on selected currency (Column L) and Column BB (TAXES) value (INR) will be added to the converted values.
Note on K34: gepadmin: 1. If you choose "Full Conversion" then Column BA (AMOUNT) and Column BB (TAXES) BOTH values will be convert based on selected Currency in (Column L). 2. If you choose "Partial Conversion" then Column BA (AMOUNT) only will be converted based on selected currency (Column L) and Column BB (TAXES) value (INR) will be added to the converted values.
Note on K37: gepadmin: 1. If you choose "Full Conversion" then Column BA (AMOUNT) and Column BB (TAXES) BOTH values will be convert based on selected Currency in (Column L). 2. If you choose "Partial Conversion" then Column BA (AMOUNT) only will be converted based on selected currency (Column L) and Column BB (TAXES) value (INR) will be added to the converted values.
Note on K38: gepadmin: 1. If you choose "Full Conversion" then Column BA (AMOUNT) and Column BB (TAXES) BOTH values will be convert based on selected Currency in (Column L). 2. If you choose "Partial Conversion" then Column BA (AMOUNT) only will be converted based on selected currency (Column L) and Column BB (TAXES) value (INR) will be added to the converted values.
Note on K39: gepadmin: 1. If you choose "Full Conversion" then Column BA (AMOUNT) and Column BB (TAXES) BOTH values will be convert based on selected Currency in (Column L). 2. If you choose "Partial Conversion" then Column BA (AMOUNT) only will be converted based on selected currency (Column L) and Column BB (TAXES) value (INR) will be added to the converted values.
Note on K41: gepadmin: 1. If you choose "Full Conversion" then Column BA (AMOUNT) and Column BB (TAXES) BOTH values will be convert based on selected Currency in (Column L). 2. If you choose "Partial Conversion" then Column BA (AMOUNT) only will be converted based on selected currency (Column L) and Column BB (TAXES) value (INR) will be added to the converted values.
Note on K43: gepadmin: 1. If you choose "Full Conversion" then Column BA (AMOUNT) and Column BB (TAXES) BOTH values will be convert based on selected Currency in (Column L). 2. If you choose "Partial Conversion" then Column BA (AMOUNT) only will be converted based on selected currency (Column L) and Column BB (TAXES) value (INR) will be added to the converted values.
Note on K44: gepadmin: 1. If you choose "Full Conversion" then Column BA (AMOUNT) and Column BB (TAXES) BOTH values will be convert based on selected Currency in (Column L). 2. If you choose "Partial Conversion" then Column BA (AMOUNT) only will be converted based on selected currency (Column L) and Column BB (TAXES) value (INR) will be added to the converted values.
Note on K45: gepadmin: 1. If you choose "Full Conversion" then Column BA (AMOUNT) and Column BB (TAXES) BOTH values will be convert based on selected Currency in (Column L). 2. If you choose "Partial Conversion" then Column BA (AMOUNT) only will be converted based on selected currency (Column L) and Column BB (TAXES) value (INR) will be added to the converted values.
Note on K46: gepadmin: 1. If you choose "Full Conversion" then Column BA (AMOUNT) and Column BB (TAXES) BOTH values will be convert based on selected Currency in (Column L). 2. If you choose "Partial Conversion" then Column BA (AMOUNT) only will be converted based on selected currency (Column L) and Column BB (TAXES) value (INR) will be added to the converted values.
Note on K47: gepadmin: 1. If you choose "Full Conversion" then Column BA (AMOUNT) and Column BB (TAXES) BOTH values will be convert based on selected Currency in (Column L). 2. If you choose "Partial Conversion" then Column BA (AMOUNT) only will be converted based on selected currency (Column L) and Column BB (TAXES) value (INR) will be added to the converted values.
Note on K48: gepadmin: 1. If you choose "Full Conversion" then Column BA (AMOUNT) and Column BB (TAXES) BOTH values will be convert based on selected Currency in (Column L). 2. If you choose "Partial Conversion" then Column BA (AMOUNT) only will be converted based on selected currency (Column L) and Column BB (TAXES) value (INR) will be added to the converted values.
Note on K51: gepadmin: 1. If you choose "Full Conversion" then Column BA (AMOUNT) and Column BB (TAXES) BOTH values will be convert based on selected Currency in (Column L). 2. If you choose "Partial Conversion" then Column BA (AMOUNT) only will be converted based on selected currency (Column L) and Column BB (TAXES) value (INR) will be added to the converted values.
Note on K52: gepadmin: 1. If you choose "Full Conversion" then Column BA (AMOUNT) and Column BB (TAXES) BOTH values will be convert based on selected Currency in (Column L). 2. If you choose "Partial Conversion" then Column BA (AMOUNT) only will be converted based on selected currency (Column L) and Column BB (TAXES) value (INR) will be added to the converted values.
Note on K54: gepadmin: 1. If you choose "Full Conversion" then Column BA (AMOUNT) and Column BB (TAXES) BOTH values will be convert based on selected Currency in (Column L). 2. If you choose "Partial Conversion" then Column BA (AMOUNT) only will be converted based on selected currency (Column L) and Column BB (TAXES) value (INR) will be added to the converted values.
Note on K55: gepadmin: 1. If you choose "Full Conversion" then Column BA (AMOUNT) and Column BB (TAXES) BOTH values will be convert based on selected Currency in (Column L). 2. If you choose "Partial Conversion" then Column BA (AMOUNT) only will be converted based on selected currency (Column L) and Column BB (TAXES) value (INR) will be added to the converted values.
Note on K57: gepadmin: 1. If you choose "Full Conversion" then Column BA (AMOUNT) and Column BB (TAXES) BOTH values will be convert based on selected Currency in (Column L). 2. If you choose "Partial Conversion" then Column BA (AMOUNT) only will be converted based on selected currency (Column L) and Column BB (TAXES) value (INR) will be added to the converted values.
Note on K58: gepadmin: 1. If you choose "Full Conversion" then Column BA (AMOUNT) and Column BB (TAXES) BOTH values will be convert based on selected Currency in (Column L). 2. If you choose "Partial Conversion" then Column BA (AMOUNT) only will be converted based on selected currency (Column L) and Column BB (TAXES) value (INR) will be added to the converted values.
Note on K59: gepadmin: 1. If you choose "Full Conversion" then Column BA (AMOUNT) and Column BB (TAXES) BOTH values will be convert based on selected Currency in (Column L). 2. If you choose "Partial Conversion" then Column BA (AMOUNT) only will be converted based on selected currency (Column L) and Column BB (TAXES) value (INR) will be added to the converted values.
Note on K60: gepadmin: 1. If you choose "Full Conversion" then Column BA (AMOUNT) and Column BB (TAXES) BOTH values will be convert based on selected Currency in (Column L). 2. If you choose "Partial Conversion" then Column BA (AMOUNT) only will be converted based on selected currency (Column L) and Column BB (TAXES) value (INR) will be added to the converted values.
Note on K61: gepadmin: 1. If you choose "Full Conversion" then Column BA (AMOUNT) and Column BB (TAXES) BOTH values will be convert based on selected Currency in (Column L). 2. If you choose "Partial Conversion" then Column BA (AMOUNT) only will be converted based on selected currency (Column L) and Column BB (TAXES) value (INR) will be added to the converted values.
Note on K62: gepadmin: 1. If you choose "Full Conversion" then Column BA (AMOUNT) and Column BB (TAXES) BOTH values will be convert based on selected Currency in (Column L). 2. If you choose "Partial Conversion" then Column BA (AMOUNT) only will be converted based on selected currency (Column L) and Column BB (TAXES) value (INR) will be added to the converted values.
Note on K63: gepadmin: 1. If you choose "Full Conversion" then Column BA (AMOUNT) and Column BB (TAXES) BOTH values will be convert based on selected Currency in (Column L). 2. If you choose "Partial Conversion" then Column BA (AMOUNT) only will be converted based on selected currency (Column L) and Column BB (TAXES) value (INR) will be added to the converted values.
Note on K64: gepadmin: 1. If you choose "Full Conversion" then Column BA (AMOUNT) and Column BB (TAXES) BOTH values will be convert based on selected Currency in (Column L). 2. If you choose "Partial Conversion" then Column BA (AMOUNT) only will be converted based on selected currency (Column L) and Column BB (TAXES) value (INR) will be added to the converted values.
Note on K66: gepadmin: 1. If you choose "Full Conversion" then Column BA (AMOUNT) and Column BB (TAXES) BOTH values will be convert based on selected Currency in (Column L). 2. If you choose "Partial Conversion" then Column BA (AMOUNT) only will be converted based on selected currency (Column L) and Column BB (TAXES) value (INR) will be added to the converted values.
Note on K67: gepadmin: 1. If you choose "Full Conversion" then Column BA (AMOUNT) and Column BB (TAXES) BOTH values will be convert based on selected Currency in (Column L). 2. If you choose "Partial Conversion" then Column BA (AMOUNT) only will be converted based on selected currency (Column L) and Column BB (TAXES) value (INR) will be added to the converted values.
Note on K68: gepadmin: 1. If you choose "Full Conversion" then Column BA (AMOUNT) and Column BB (TAXES) BOTH values will be convert based on selected Currency in (Column L). 2. If you choose "Partial Conversion" then Column BA (AMOUNT) only will be converted based on selected currency (Column L) and Column BB (TAXES) value (INR) will be added to the converted values.
Note on K70: gepadmin: 1. If you choose "Full Conversion" then Column BA (AMOUNT) and Column BB (TAXES) BOTH values will be convert based on selected Currency in (Column L). 2. If you choose "Partial Conversion" then Column BA (AMOUNT) only will be converted based on selected currency (Column L) and Column BB (TAXES) value (INR) will be added to the converted values.
Note on K73: gepadmin: 1. If you choose "Full Conversion" then Column BA (AMOUNT) and Column BB (TAXES) BOTH values will be convert based on selected Currency in (Column L). 2. If you choose "Partial Conversion" then Column BA (AMOUNT) only will be converted based on selected currency (Column L) and Column BB (TAXES) value (INR) will be added to the converted values.
Note on K74: gepadmin: 1. If you choose "Full Conversion" then Column BA (AMOUNT) and Column BB (TAXES) BOTH values will be convert based on selected Currency in (Column L). 2. If you choose "Partial Conversion" then Column BA (AMOUNT) only will be converted based on selected currency (Column L) and Column BB (TAXES) value (INR) will be added to the converted values.
Note on K75: gepadmin: 1. If you choose "Full Conversion" then Column BA (AMOUNT) and Column BB (TAXES) BOTH values will be convert based on selected Currency in (Column L). 2. If you choose "Partial Conversion" then Column BA (AMOUNT) only will be converted based on selected currency (Column L) and Column BB (TAXES) value (INR) will be added to the converted values.
Note on K78: gepadmin: 1. If you choose "Full Conversion" then Column BA (AMOUNT) and Column BB (TAXES) BOTH values will be convert based on selected Currency in (Column L). 2. If you choose "Partial Conversion" then Column BA (AMOUNT) only will be converted based on selected currency (Column L) and Column BB (TAXES) value (INR) will be added to the converted values.
Note on K80: gepadmin: 1. If you choose "Full Conversion" then Column BA (AMOUNT) and Column BB (TAXES) BOTH values will be convert based on selected Currency in (Column L). 2. If you choose "Partial Conversion" then Column BA (AMOUNT) only will be converted based on selected currency (Column L) and Column BB (TAXES) value (INR) will be added to the converted values.
Note on K81: gepadmin: 1. If you choose "Full Conversion" then Column BA (AMOUNT) and Column BB (TAXES) BOTH values will be convert based on selected Currency in (Column L). 2. If you choose "Partial Conversion" then Column BA (AMOUNT) only will be converted based on selected currency (Column L) and Column BB (TAXES) value (INR) will be added to the converted values.
Note on K83: gepadmin: 1. If you choose "Full Conversion" then Column BA (AMOUNT) and Column BB (TAXES) BOTH values will be convert based on selected Currency in (Column L). 2. If you choose "Partial Conversion" then Column BA (AMOUNT) only will be converted based on selected currency (Column L) and Column BB (TAXES) value (INR) will be added to the converted values.
Note on K85: gepadmin: 1. If you choose "Full Conversion" then Column BA (AMOUNT) and Column BB (TAXES) BOTH values will be convert based on selected Currency in (Column L). 2. If you choose "Partial Conversion" then Column BA (AMOUNT) only will be converted based on selected currency (Column L) and Column BB (TAXES) value (INR) will be added to the converted values.
Note on K87: gepadmin: 1. If you choose "Full Conversion" then Column BA (AMOUNT) and Column BB (TAXES) BOTH values will be convert based on selected Currency in (Column L). 2. If you choose "Partial Conversion" then Column BA (AMOUNT) only will be converted based on selected currency (Column L) and Column BB (TAXES) value (INR) will be added to the converted values.
Note on K88: gepadmin: 1. If you choose "Full Conversion" then Column BA (AMOUNT) and Column BB (TAXES) BOTH values will be convert based on selected Currency in (Column L). 2. If you choose "Partial Conversion" then Column BA (AMOUNT) only will be converted based on selected currency (Column L) and Column BB (TAXES) value (INR) will be added to the converted values.
Note on K89: gepadmin: 1. If you choose "Full Conversion" then Column BA (AMOUNT) and Column BB (TAXES) BOTH values will be convert based on selected Currency in (Column L). 2. If you choose "Partial Conversion" then Column BA (AMOUNT) only will be converted based on selected currency (Column L) and Column BB (TAXES) value (INR) will be added to the converted values.
Note on K92: gepadmin: 1. If you choose "Full Conversion" then Column BA (AMOUNT) and Column BB (TAXES) BOTH values will be convert based on selected Currency in (Column L). 2. If you choose "Partial Conversion" then Column BA (AMOUNT) only will be converted based on selected currency (Column L) and Column BB (TAXES) value (INR) will be added to the converted values.
Note on K93: gepadmin: 1. If you choose "Full Conversion" then Column BA (AMOUNT) and Column BB (TAXES) BOTH values will be convert based on selected Currency in (Column L). 2. If you choose "Partial Conversion" then Column BA (AMOUNT) only will be converted based on selected currency (Column L) and Column BB (TAXES) value (INR) will be added to the converted values.
Note on K96: gepadmin: 1. If you choose "Full Conversion" then Column BA (AMOUNT) and Column BB (TAXES) BOTH values will be convert based on selected Currency in (Column L). 2. If you choose "Partial Conversion" then Column BA (AMOUNT) only will be converted based on selected currency (Column L) and Column BB (TAXES) value (INR) will be added to the converted values.
Note on K97: gepadmin: 1. If you choose "Full Conversion" then Column BA (AMOUNT) and Column BB (TAXES) BOTH values will be convert based on selected Currency in (Column L). 2. If you choose "Partial Conversion" then Column BA (AMOUNT) only will be converted based on selected currency (Column L) and Column BB (TAXES) value (INR) will be added to the converted values.
Note on K99: gepadmin: 1. If you choose "Full Conversion" then Column BA (AMOUNT) and Column BB (TAXES) BOTH values will be convert based on selected Currency in (Column L). 2. If you choose "Partial Conversion" then Column BA (AMOUNT) only will be converted based on selected currency (Column L) and Column BB (TAXES) value (INR) will be added to the converted values.
Note on K100: gepadmin: 1. If you choose "Full Conversion" then Column BA (AMOUNT) and Column BB (TAXES) BOTH values will be convert based on selected Currency in (Column L). 2. If you choose "Partial Conversion" then Column BA (AMOUNT) only will be converted based on selected currency (Column L) and Column BB (TAXES) value (INR) will be added to the converted values.
Note on K102: gepadmin: 1. If you choose "Full Conversion" then Column BA (AMOUNT) and Column BB (TAXES) BOTH values will be convert based on selected Currency in (Column L). 2. If you choose "Partial Conversion" then Column BA (AMOUNT) only will be converted based on selected currency (Column L) and Column BB (TAXES) value (INR) will be added to the converted values.
Note on K103: gepadmin: 1. If you choose "Full Conversion" then Column BA (AMOUNT) and Column BB (TAXES) BOTH values will be convert based on selected Currency in (Column L). 2. If you choose "Partial Conversion" then Column BA (AMOUNT) only will be converted based on selected currency (Column L) and Column BB (TAXES) value (INR) will be added to the converted values.
Note on K105: gepadmin: 1. If you choose "Full Conversion" then Column BA (AMOUNT) and Column BB (TAXES) BOTH values will be convert based on selected Currency in (Column L). 2. If you choose "Partial Conversion" then Column BA (AMOUNT) only will be converted based on selected currency (Column L) and Column BB (TAXES) value (INR) will be added to the converted values.
Note on K106: gepadmin: 1. If you choose "Full Conversion" then Column BA (AMOUNT) and Column BB (TAXES) BOTH values will be convert based on selected Currency in (Column L). 2. If you choose "Partial Conversion" then Column BA (AMOUNT) only will be converted based on selected currency (Column L) and Column BB (TAXES) value (INR) will be added to the converted values.
Note on K107: gepadmin: 1. If you choose "Full Conversion" then Column BA (AMOUNT) and Column BB (TAXES) BOTH values will be convert based on selected Currency in (Column L). 2. If you choose "Partial Conversion" then Column BA (AMOUNT) only will be converted based on selected currency (Column L) and Column BB (TAXES) value (INR) will be added to the converted values.
Note on K108: gepadmin: 1. If you choose "Full Conversion" then Column BA (AMOUNT) and Column BB (TAXES) BOTH values will be convert based on selected Currency in (Column L). 2. If you choose "Partial Conversion" then Column BA (AMOUNT) only will be converted based on selected currency (Column L) and Column BB (TAXES) value (INR) will be added to the converted values.
Note on K109: gepadmin: 1. If you choose "Full Conversion" then Column BA (AMOUNT) and Column BB (TAXES) BOTH values will be convert based on selected Currency in (Column L). 2. If you choose "Partial Conversion" then Column BA (AMOUNT) only will be converted based on selected currency (Column L) and Column BB (TAXES) value (INR) will be added to the converted values.
Note on K111: gepadmin: 1. If you choose "Full Conversion" then Column BA (AMOUNT) and Column BB (TAXES) BOTH values will be convert based on selected Currency in (Column L). 2. If you choose "Partial Conversion" then Column BA (AMOUNT) only will be converted based on selected currency (Column L) and Column BB (TAXES) value (INR) will be added to the converted values.
Note on K113: gepadmin: 1. If you choose "Full Conversion" then Column BA (AMOUNT) and Column BB (TAXES) BOTH values will be convert based on selected Currency in (Column L). 2. If you choose "Partial Conversion" then Column BA (AMOUNT) only will be converted based on selected currency (Column L) and Column BB (TAXES) value (INR) will be added to the converted values.
Note on K114: gepadmin: 1. If you choose "Full Conversion" then Column BA (AMOUNT) and Column BB (TAXES) BOTH values will be convert based on selected Currency in (Column L). 2. If you choose "Partial Conversion" then Column BA (AMOUNT) only will be converted based on selected currency (Column L) and Column BB (TAXES) value (INR) will be added to the converted values.
Note on K115: gepadmin: 1. If you choose "Full Conversion" then Column BA (AMOUNT) and Column BB (TAXES) BOTH values will be convert based on selected Currency in (Column L). 2. If you choose "Partial Conversion" then Column BA (AMOUNT) only will be converted based on selected currency (Column L) and Column BB (TAXES) value (INR) will be added to the converted values.
Note on K116: gepadmin: 1. If you choose "Full Conversion" then Column BA (AMOUNT) and Column BB (TAXES) BOTH values will be convert based on selected Currency in (Column L). 2. If you choose "Partial Conversion" then Column BA (AMOUNT) only will be converted based on selected currency (Column L) and Column BB (TAXES) value (INR) will be added to the converted values.
Note on K117: gepadmin: 1. If you choose "Full Conversion" then Column BA (AMOUNT) and Column BB (TAXES) BOTH values will be convert based on selected Currency in (Column L). 2. If you choose "Partial Conversion" then Column BA (AMOUNT) only will be converted based on selected currency (Column L) and Column BB (TAXES) value (INR) will be added to the converted values.
Note on K118: gepadmin: 1. If you choose "Full Conversion" then Column BA (AMOUNT) and Column BB (TAXES) BOTH values will be convert based on selected Currency in (Column L). 2. If you choose "Partial Conversion" then Column BA (AMOUNT) only will be converted based on selected currency (Column L) and Column BB (TAXES) value (INR) will be added to the converted values.
Note on K119: gepadmin: 1. If you choose "Full Conversion" then Column BA (AMOUNT) and Column BB (TAXES) BOTH values will be convert based on selected Currency in (Column L). 2. If you choose "Partial Conversion" then Column BA (AMOUNT) only will be converted based on selected currency (Column L) and Column BB (TAXES) value (INR) will be added to the converted values.
Note on K120: gepadmin: 1. If you choose "Full Conversion" then Column BA (AMOUNT) and Column BB (TAXES) BOTH values will be convert based on selected Currency in (Column L). 2. If you choose "Partial Conversion" then Column BA (AMOUNT) only will be converted based on selected currency (Column L) and Column BB (TAXES) value (INR) will be added to the converted values.
Note on K121: gepadmin: 1. If you choose "Full Conversion" then Column BA (AMOUNT) and Column BB (TAXES) BOTH values will be convert based on selected Currency in (Column L). 2. If you choose "Partial Conversion" then Column BA (AMOUNT) only will be converted based on selected currency (Column L) and Column BB (TAXES) value (INR) will be added to the converted values.
Note on K122: gepadmin: 1. If you choose "Full Conversion" then Column BA (AMOUNT) and Column BB (TAXES) BOTH values will be convert based on selected Currency in (Column L). 2. If you choose "Partial Conversion" then Column BA (AMOUNT) only will be converted based on selected currency (Column L) and Column BB (TAXES) value (INR) will be added to the converted values.
Note on K124: gepadmin: 1. If you choose "Full Conversion" then Column BA (AMOUNT) and Column BB (TAXES) BOTH values will be convert based on selected Currency in (Column L). 2. If you choose "Partial Conversion" then Column BA (AMOUNT) only will be converted based on selected currency (Column L) and Column BB (TAXES) value (INR) will be added to the converted values.
Note on K125: gepadmin: 1. If you choose "Full Conversion" then Column BA (AMOUNT) and Column BB (TAXES) BOTH values will be convert based on selected Currency in (Column L). 2. If you choose "Partial Conversion" then Column BA (AMOUNT) only will be converted based on selected currency (Column L) and Column BB (TAXES) value (INR) will be added to the converted values.
Note on K126: gepadmin: 1. If you choose "Full Conversion" then Column BA (AMOUNT) and Column BB (TAXES) BOTH values will be convert based on selected Currency in (Column L). 2. If you choose "Partial Conversion" then Column BA (AMOUNT) only will be converted based on selected currency (Column L) and Column BB (TAXES) value (INR) will be added to the converted values.
Note on K128: gepadmin: 1. If you choose "Full Conversion" then Column BA (AMOUNT) and Column BB (TAXES) BOTH values will be convert based on selected Currency in (Column L). 2. If you choose "Partial Conversion" then Column BA (AMOUNT) only will be converted based on selected currency (Column L) and Column BB (TAXES) value (INR) will be added to the converted values.
Note on K129: gepadmin: 1. If you choose "Full Conversion" then Column BA (AMOUNT) and Column BB (TAXES) BOTH values will be convert based on selected Currency in (Column L). 2. If you choose "Partial Conversion" then Column BA (AMOUNT) only will be converted based on selected currency (Column L) and Column BB (TAXES) value (INR) will be added to the converted values.
Note on K130: gepadmin: 1. If you choose "Full Conversion" then Column BA (AMOUNT) and Column BB (TAXES) BOTH values will be convert based on selected Currency in (Column L). 2. If you choose "Partial Conversion" then Column BA (AMOUNT) only will be converted based on selected currency (Column L) and Column BB (TAXES) value (INR) will be added to the converted values.
Note on K131: gepadmin: 1. If you choose "Full Conversion" then Column BA (AMOUNT) and Column BB (TAXES) BOTH values will be convert based on selected Currency in (Column L). 2. If you choose "Partial Conversion" then Column BA (AMOUNT) only will be converted based on selected currency (Column L) and Column BB (TAXES) value (INR) will be added to the converted values.
Note on K133: gepadmin: 1. If you choose "Full Conversion" then Column BA (AMOUNT) and Column BB (TAXES) BOTH values will be convert based on selected Currency in (Column L). 2. If you choose "Partial Conversion" then Column BA (AMOUNT) only will be converted based on selected currency (Column L) and Column BB (TAXES) value (INR) will be added to the converted values.
Note on K134: gepadmin: 1. If you choose "Full Conversion" then Column BA (AMOUNT) and Column BB (TAXES) BOTH values will be convert based on selected Currency in (Column L). 2. If you choose "Partial Conversion" then Column BA (AMOUNT) only will be converted based on selected currency (Column L) and Column BB (TAXES) value (INR) will be added to the converted values.
Note on K136: gepadmin: 1. If you choose "Full Conversion" then Column BA (AMOUNT) and Column BB (TAXES) BOTH values will be convert based on selected Currency in (Column L). 2. If you choose "Partial Conversion" then Column BA (AMOUNT) only will be converted based on selected currency (Column L) and Column BB (TAXES) value (INR) will be added to the converted values.
Note on K137: gepadmin: 1. If you choose "Full Conversion" then Column BA (AMOUNT) and Column BB (TAXES) BOTH values will be convert based on selected Currency in (Column L). 2. If you choose "Partial Conversion" then Column BA (AMOUNT) only will be converted based on selected currency (Column L) and Column BB (TAXES) value (INR) will be added to the converted values.
Note on K138: gepadmin: 1. If you choose "Full Conversion" then Column BA (AMOUNT) and Column BB (TAXES) BOTH values will be convert based on selected Currency in (Column L). 2. If you choose "Partial Conversion" then Column BA (AMOUNT) only will be converted based on selected currency (Column L) and Column BB (TAXES) value (INR) will be added to the converted values.
Note on K139: gepadmin: 1. If you choose "Full Conversion" then Column BA (AMOUNT) and Column BB (TAXES) BOTH values will be convert based on selected Currency in (Column L). 2. If you choose "Partial Conversion" then Column BA (AMOUNT) only will be converted based on selected currency (Column L) and Column BB (TAXES) value (INR) will be added to the converted values.
Note on K140: gepadmin: 1. If you choose "Full Conversion" then Column BA (AMOUNT) and Column BB (TAXES) BOTH values will be convert based on selected Currency in (Column L). 2. If you choose "Partial Conversion" then Column BA (AMOUNT) only will be converted based on selected currency (Column L) and Column BB (TAXES) value (INR) will be added to the converted values.
Note on K142: gepadmin: 1. If you choose "Full Conversion" then Column BA (AMOUNT) and Column BB (TAXES) BOTH values will be convert based on selected Currency in (Column L). 2. If you choose "Partial Conversion" then Column BA (AMOUNT) only will be converted based on selected currency (Column L) and Column BB (TAXES) value (INR) will be added to the converted values.
Note on K143: gepadmin: 1. If you choose "Full Conversion" then Column BA (AMOUNT) and Column BB (TAXES) BOTH values will be convert based on selected Currency in (Column L). 2. If you choose "Partial Conversion" then Column BA (AMOUNT) only will be converted based on selected currency (Column L) and Column BB (TAXES) value (INR) will be added to the converted values.
Note on K144: gepadmin: 1. If you choose "Full Conversion" then Column BA (AMOUNT) and Column BB (TAXES) BOTH values will be convert based on selected Currency in (Column L). 2. If you choose "Partial Conversion" then Column BA (AMOUNT) only will be converted based on selected currency (Column L) and Column BB (TAXES) value (INR) will be added to the converted values.
Note on K145: gepadmin: 1. If you choose "Full Conversion" then Column BA (AMOUNT) and Column BB (TAXES) BOTH values will be convert based on selected Currency in (Column L). 2. If you choose "Partial Conversion" then Column BA (AMOUNT) only will be converted based on selected currency (Column L) and Column BB (TAXES) value (INR) will be added to the converted values.
Note on K146: gepadmin: 1. If you choose "Full Conversion" then Column BA (AMOUNT) and Column BB (TAXES) BOTH values will be convert based on selected Currency in (Column L). 2. If you choose "Partial Conversion" then Column BA (AMOUNT) only will be converted based on selected currency (Column L) and Column BB (TAXES) value (INR) will be added to the converted values.
Note on K148: gepadmin: 1. If you choose "Full Conversion" then Column BA (AMOUNT) and Column BB (TAXES) BOTH values will be convert based on selected Currency in (Column L). 2. If you choose "Partial Conversion" then Column BA (AMOUNT) only will be converted based on selected currency (Column L) and Column BB (TAXES) value (INR) will be added to the converted values.
Note on K149: gepadmin: 1. If you choose "Full Conversion" then Column BA (AMOUNT) and Column BB (TAXES) BOTH values will be convert based on selected Currency in (Column L). 2. If you choose "Partial Conversion" then Column BA (AMOUNT) only will be converted based on selected currency (Column L) and Column BB (TAXES) value (INR) will be added to the converted values.
Note on K151: gepadmin: 1. If you choose "Full Conversion" then Column BA (AMOUNT) and Column BB (TAXES) BOTH values will be convert based on selected Currency in (Column L). 2. If you choose "Partial Conversion" then Column BA (AMOUNT) only will be converted based on selected currency (Column L) and Column BB (TAXES) value (INR) will be added to the converted values.
Note on K152: gepadmin: 1. If you choose "Full Conversion" then Column BA (AMOUNT) and Column BB (TAXES) BOTH values will be convert based on selected Currency in (Column L). 2. If you choose "Partial Conversion" then Column BA (AMOUNT) only will be converted based on selected currency (Column L) and Column BB (TAXES) value (INR) will be added to the converted values.
Note on K154: gepadmin: 1. If you choose "Full Conversion" then Column BA (AMOUNT) and Column BB (TAXES) BOTH values will be convert based on selected Currency in (Column L). 2. If you choose "Partial Conversion" then Column BA (AMOUNT) only will be converted based on selected currency (Column L) and Column BB (TAXES) value (INR) will be added to the converted values.
Note on K155: gepadmin: 1. If you choose "Full Conversion" then Column BA (AMOUNT) and Column BB (TAXES) BOTH values will be convert based on selected Currency in (Column L). 2. If you choose "Partial Conversion" then Column BA (AMOUNT) only will be converted based on selected currency (Column L) and Column BB (TAXES) value (INR) will be added to the converted values.
Note on K156: gepadmin: 1. If you choose "Full Conversion" then Column BA (AMOUNT) and Column BB (TAXES) BOTH values will be convert based on selected Currency in (Column L). 2. If you choose "Partial Conversion" then Column BA (AMOUNT) only will be converted based on selected currency (Column L) and Column BB (TAXES) value (INR) will be added to the converted values.
Note on K157: gepadmin: 1. If you choose "Full Conversion" then Column BA (AMOUNT) and Column BB (TAXES) BOTH values will be convert based on selected Currency in (Column L). 2. If you choose "Partial Conversion" then Column BA (AMOUNT) only will be converted based on selected currency (Column L) and Column BB (TAXES) value (INR) will be added to the converted values.
Note on K159: gepadmin: 1. If you choose "Full Conversion" then Column BA (AMOUNT) and Column BB (TAXES) BOTH values will be convert based on selected Currency in (Column L). 2. If you choose "Partial Conversion" then Column BA (AMOUNT) only will be converted based on selected currency (Column L) and Column BB (TAXES) value (INR) will be added to the converted values.
Note on K160: gepadmin: 1. If you choose "Full Conversion" then Column BA (AMOUNT) and Column BB (TAXES) BOTH values will be convert based on selected Currency in (Column L). 2. If you choose "Partial Conversion" then Column BA (AMOUNT) only will be converted based on selected currency (Column L) and Column BB (TAXES) value (INR) will be added to the converted values.
Note on K161: gepadmin: 1. If you choose "Full Conversion" then Column BA (AMOUNT) and Column BB (TAXES) BOTH values will be convert based on selected Currency in (Column L). 2. If you choose "Partial Conversion" then Column BA (AMOUNT) only will be converted based on selected currency (Column L) and Column BB (TAXES) value (INR) will be added to the converted values.
Note on K162: gepadmin: 1. If you choose "Full Conversion" then Column BA (AMOUNT) and Column BB (TAXES) BOTH values will be convert based on selected Currency in (Column L). 2. If you choose "Partial Conversion" then Column BA (AMOUNT) only will be converted based on selected currency (Column L) and Column BB (TAXES) value (INR) will be added to the converted values.
Note on K163: gepadmin: 1. If you choose "Full Conversion" then Column BA (AMOUNT) and Column BB (TAXES) BOTH values will be convert based on selected Currency in (Column L). 2. If you choose "Partial Conversion" then Column BA (AMOUNT) only will be converted based on selected currency (Column L) and Column BB (TAXES) value (INR) will be added to the converted values.
Note on K164: gepadmin: 1. If you choose "Full Conversion" then Column BA (AMOUNT) and Column BB (TAXES) BOTH values will be convert based on selected Currency in (Column L). 2. If you choose "Partial Conversion" then Column BA (AMOUNT) only will be converted based on selected currency (Column L) and Column BB (TAXES) value (INR) will be added to the converted values.
Note on K165: gepadmin: 1. If you choose "Full Conversion" then Column BA (AMOUNT) and Column BB (TAXES) BOTH values will be convert based on selected Currency in (Column L). 2. If you choose "Partial Conversion" then Column BA (AMOUNT) only will be converted based on selected currency (Column L) and Column BB (TAXES) value (INR) will be added to the converted values.
Note on K166: gepadmin: 1. If you choose "Full Conversion" then Column BA (AMOUNT) and Column BB (TAXES) BOTH values will be convert based on selected Currency in (Column L). 2. If you choose "Partial Conversion" then Column BA (AMOUNT) only will be converted based on selected currency (Column L) and Column BB (TAXES) value (INR) will be added to the converted values.
Note on K167: gepadmin: 1. If you choose "Full Conversion" then Column BA (AMOUNT) and Column BB (TAXES) BOTH values will be convert based on selected Currency in (Column L). 2. If you choose "Partial Conversion" then Column BA (AMOUNT) only will be converted based on selected currency (Column L) and Column BB (TAXES) value (INR) will be added to the converted values.
Note on K169: gepadmin: 1. If you choose "Full Conversion" then Column BA (AMOUNT) and Column BB (TAXES) BOTH values will be convert based on selected Currency in (Column L). 2. If you choose "Partial Conversion" then Column BA (AMOUNT) only will be converted based on selected currency (Column L) and Column BB (TAXES) value (INR) will be added to the converted values.
Note on K170: gepadmin: 1. If you choose "Full Conversion" then Column BA (AMOUNT) and Column BB (TAXES) BOTH values will be convert based on selected Currency in (Column L). 2. If you choose "Partial Conversion" then Column BA (AMOUNT) only will be converted based on selected currency (Column L) and Column BB (TAXES) value (INR) will be added to the converted values.
Note on K172: gepadmin: 1. If you choose "Full Conversion" then Column BA (AMOUNT) and Column BB (TAXES) BOTH values will be convert based on selected Currency in (Column L). 2. If you choose "Partial Conversion" then Column BA (AMOUNT) only will be converted based on selected currency (Column L) and Column BB (TAXES) value (INR) will be added to the converted values.
Note on K173: gepadmin: 1. If you choose "Full Conversion" then Column BA (AMOUNT) and Column BB (TAXES) BOTH values will be convert based on selected Currency in (Column L). 2. If you choose "Partial Conversion" then Column BA (AMOUNT) only will be converted based on selected currency (Column L) and Column BB (TAXES) value (INR) will be added to the converted values.
Note on K174: gepadmin: 1. If you choose "Full Conversion" then Column BA (AMOUNT) and Column BB (TAXES) BOTH values will be convert based on selected Currency in (Column L). 2. If you choose "Partial Conversion" then Column BA (AMOUNT) only will be converted based on selected currency (Column L) and Column BB (TAXES) value (INR) will be added to the converted values.
Note on K175: gepadmin: 1. If you choose "Full Conversion" then Column BA (AMOUNT) and Column BB (TAXES) BOTH values will be convert based on selected Currency in (Column L). 2. If you choose "Partial Conversion" then Column BA (AMOUNT) only will be converted based on selected currency (Column L) and Column BB (TAXES) value (INR) will be added to the converted values.
Note on K176: gepadmin: 1. If you choose "Full Conversion" then Column BA (AMOUNT) and Column BB (TAXES) BOTH values will be convert based on selected Currency in (Column L). 2. If you choose "Partial Conversion" then Column BA (AMOUNT) only will be converted based on selected currency (Column L) and Column BB (TAXES) value (INR) will be added to the converted values.
Note on K178: gepadmin: 1. If you choose "Full Conversion" then Column BA (AMOUNT) and Column BB (TAXES) BOTH values will be convert based on selected Currency in (Column L). 2. If you choose "Partial Conversion" then Column BA (AMOUNT) only will be converted based on selected currency (Column L) and Column BB (TAXES) value (INR) will be added to the converted values.
Note on K179: gepadmin: 1. If you choose "Full Conversion" then Column BA (AMOUNT) and Column BB (TAXES) BOTH values will be convert based on selected Currency in (Column L). 2. If you choose "Partial Conversion" then Column BA (AMOUNT) only will be converted based on selected currency (Column L) and Column BB (TAXES) value (INR) will be added to the converted values.
Note on K180: gepadmin: 1. If you choose "Full Conversion" then Column BA (AMOUNT) and Column BB (TAXES) BOTH values will be convert based on selected Currency in (Column L). 2. If you choose "Partial Conversion" then Column BA (AMOUNT) only will be converted based on selected currency (Column L) and Column BB (TAXES) value (INR) will be added to the converted values.
Note on K181: gepadmin: 1. If you choose "Full Conversion" then Column BA (AMOUNT) and Column BB (TAXES) BOTH values will be convert based on selected Currency in (Column L). 2. If you choose "Partial Conversion" then Column BA (AMOUNT) only will be converted based on selected currency (Column L) and Column BB (TAXES) value (INR) will be added to the converted values.
Note on K183: gepadmin: 1. If you choose "Full Conversion" then Column BA (AMOUNT) and Column BB (TAXES) BOTH values will be convert based on selected Currency in (Column L). 2. If you choose "Partial Conversion" then Column BA (AMOUNT) only will be converted based on selected currency (Column L) and Column BB (TAXES) value (INR) will be added to the converted values.
Note on K184: gepadmin: 1. If you choose "Full Conversion" then Column BA (AMOUNT) and Column BB (TAXES) BOTH values will be convert based on selected Currency in (Column L). 2. If you choose "Partial Conversion" then Column BA (AMOUNT) only will be converted based on selected currency (Column L) and Column BB (TAXES) value (INR) will be added to the converted values.
Note on K185: gepadmin: 1. If you choose "Full Conversion" then Column BA (AMOUNT) and Column BB (TAXES) BOTH values will be convert based on selected Currency in (Column L). 2. If you choose "Partial Conversion" then Column BA (AMOUNT) only will be converted based on selected currency (Column L) and Column BB (TAXES) value (INR) will be added to the converted values.
Note on K187: gepadmin: 1. If you choose "Full Conversion" then Column BA (AMOUNT) and Column BB (TAXES) BOTH values will be convert based on selected Currency in (Column L). 2. If you choose "Partial Conversion" then Column BA (AMOUNT) only will be converted based on selected currency (Column L) and Column BB (TAXES) value (INR) will be added to the converted values.
Note on K189: gepadmin: 1. If you choose "Full Conversion" then Column BA (AMOUNT) and Column BB (TAXES) BOTH values will be convert based on selected Currency in (Column L). 2. If you choose "Partial Conversion" then Column BA (AMOUNT) only will be converted based on selected currency (Column L) and Column BB (TAXES) value (INR) will be added to the converted values.
Note on K191: gepadmin: 1. If you choose "Full Conversion" then Column BA (AMOUNT) and Column BB (TAXES) BOTH values will be convert based on selected Currency in (Column L). 2. If you choose "Partial Conversion" then Column BA (AMOUNT) only will be converted based on selected currency (Column L) and Column BB (TAXES) value (INR) will be added to the converted values.
Note on K192: gepadmin: 1. If you choose "Full Conversion" then Column BA (AMOUNT) and Column BB (TAXES) BOTH values will be convert based on selected Currency in (Column L). 2. If you choose "Partial Conversion" then Column BA (AMOUNT) only will be converted based on selected currency (Column L) and Column BB (TAXES) value (INR) will be added to the converted values.
Note on K194: gepadmin: 1. If you choose "Full Conversion" then Column BA (AMOUNT) and Column BB (TAXES) BOTH values will be convert based on selected Currency in (Column L). 2. If you choose "Partial Conversion" then Column BA (AMOUNT) only will be converted based on selected currency (Column L) and Column BB (TAXES) value (INR) will be added to the converted values.
Note on K196: gepadmin: 1. If you choose "Full Conversion" then Column BA (AMOUNT) and Column BB (TAXES) BOTH values will be convert based on selected Currency in (Column L). 2. If you choose "Partial Conversion" then Column BA (AMOUNT) only will be converted based on selected currency (Column L) and Column BB (TAXES) value (INR) will be added to the converted values.
Note on K198: gepadmin: 1. If you choose "Full Conversion" then Column BA (AMOUNT) and Column BB (TAXES) BOTH values will be convert based on selected Currency in (Column L). 2. If you choose "Partial Conversion" then Column BA (AMOUNT) only will be converted based on selected currency (Column L) and Column BB (TAXES) value (INR) will be added to the converted values.
Note on K199: gepadmin: 1. If you choose "Full Conversion" then Column BA (AMOUNT) and Column BB (TAXES) BOTH values will be convert based on selected Currency in (Column L). 2. If you choose "Partial Conversion" then Column BA (AMOUNT) only will be converted based on selected currency (Column L) and Column BB (TAXES) value (INR) will be added to the converted values.
Note on K200: gepadmin: 1. If you choose "Full Conversion" then Column BA (AMOUNT) and Column BB (TAXES) BOTH values will be convert based on selected Currency in (Column L). 2. If you choose "Partial Conversion" then Column BA (AMOUNT) only will be converted based on selected currency (Column L) and Column BB (TAXES) value (INR) will be added to the converted values.
Note on K201: gepadmin: 1. If you choose "Full Conversion" then Column BA (AMOUNT) and Column BB (TAXES) BOTH values will be convert based on selected Currency in (Column L). 2. If you choose "Partial Conversion" then Column BA (AMOUNT) only will be converted based on selected currency (Column L) and Column BB (TAXES) value (INR) will be added to the converted values.
Note on K202: gepadmin: 1. If you choose "Full Conversion" then Column BA (AMOUNT) and Column BB (TAXES) BOTH values will be convert based on selected Currency in (Column L). 2. If you choose "Partial Conversion" then Column BA (AMOUNT) only will be converted based on selected currency (Column L) and Column BB (TAXES) value (INR) will be added to the converted values.
Note on K203: gepadmin: 1. If you choose "Full Conversion" then Column BA (AMOUNT) and Column BB (TAXES) BOTH values will be convert based on selected Currency in (Column L). 2. If you choose "Partial Conversion" then Column BA (AMOUNT) only will be converted based on selected currency (Column L) and Column BB (TAXES) value (INR) will be added to the converted values.
Note on K204: gepadmin: 1. If you choose "Full Conversion" then Column BA (AMOUNT) and Column BB (TAXES) BOTH values will be convert based on selected Currency in (Column L). 2. If you choose "Partial Conversion" then Column BA (AMOUNT) only will be converted based on selected currency (Column L) and Column BB (TAXES) value (INR) will be added to the converted values.
Note on K205: gepadmin: 1. If you choose "Full Conversion" then Column BA (AMOUNT) and Column BB (TAXES) BOTH values will be convert based on selected Currency in (Column L). 2. If you choose "Partial Conversion" then Column BA (AMOUNT) only will be converted based on selected currency (Column L) and Column BB (TAXES) value (INR) will be added to the converted values.
Note on K206: gepadmin: 1. If you choose "Full Conversion" then Column BA (AMOUNT) and Column BB (TAXES) BOTH values will be convert based on selected Currency in (Column L). 2. If you choose "Partial Conversion" then Column BA (AMOUNT) only will be converted based on selected currency (Column L) and Column BB (TAXES) value (INR) will be added to the converted values.
Note on K207: gepadmin: 1. If you choose "Full Conversion" then Column BA (AMOUNT) and Column BB (TAXES) BOTH values will be convert based on selected Currency in (Column L). 2. If you choose "Partial Conversion" then Column BA (AMOUNT) only will be converted based on selected currency (Column L) and Column BB (TAXES) value (INR) will be added to the converted values.
Note on K208: gepadmin: 1. If you choose "Full Conversion" then Column BA (AMOUNT) and Column BB (TAXES) BOTH values will be convert based on selected Currency in (Column L). 2. If you choose "Partial Conversion" then Column BA (AMOUNT) only will be converted based on selected currency (Column L) and Column BB (TAXES) value (INR) will be added to the converted values.
Note on K209: gepadmin: 1. If you choose "Full Conversion" then Column BA (AMOUNT) and Column BB (TAXES) BOTH values will be convert based on selected Currency in (Column L). 2. If you choose "Partial Conversion" then Column BA (AMOUNT) only will be converted based on selected currency (Column L) and Column BB (TAXES) value (INR) will be added to the converted values.
Note on K211: gepadmin: 1. If you choose "Full Conversion" then Column BA (AMOUNT) and Column BB (TAXES) BOTH values will be convert based on selected Currency in (Column L). 2. If you choose "Partial Conversion" then Column BA (AMOUNT) only will be converted based on selected currency (Column L) and Column BB (TAXES) value (INR) will be added to the converted values.
Note on K212: gepadmin: 1. If you choose "Full Conversion" then Column BA (AMOUNT) and Column BB (TAXES) BOTH values will be convert based on selected Currency in (Column L). 2. If you choose "Partial Conversion" then Column BA (AMOUNT) only will be converted based on selected currency (Column L) and Column BB (TAXES) value (INR) will be added to the converted values.
Note on K214: gepadmin: 1. If you choose "Full Conversion" then Column BA (AMOUNT) and Column BB (TAXES) BOTH values will be convert based on selected Currency in (Column L). 2. If you choose "Partial Conversion" then Column BA (AMOUNT) only will be converted based on selected currency (Column L) and Column BB (TAXES) value (INR) will be added to the converted values.
Note on K216: gepadmin: 1. If you choose "Full Conversion" then Column BA (AMOUNT) and Column BB (TAXES) BOTH values will be convert based on selected Currency in (Column L). 2. If you choose "Partial Conversion" then Column BA (AMOUNT) only will be converted based on selected currency (Column L) and Column BB (TAXES) value (INR) will be added to the converted values.
Note on K218: gepadmin: 1. If you choose "Full Conversion" then Column BA (AMOUNT) and Column BB (TAXES) BOTH values will be convert based on selected Currency in (Column L). 2. If you choose "Partial Conversion" then Column BA (AMOUNT) only will be converted based on selected currency (Column L) and Column BB (TAXES) value (INR) will be added to the converted values.
Note on K220: gepadmin: 1. If you choose "Full Conversion" then Column BA (AMOUNT) and Column BB (TAXES) BOTH values will be convert based on selected Currency in (Column L). 2. If you choose "Partial Conversion" then Column BA (AMOUNT) only will be converted based on selected currency (Column L) and Column BB (TAXES) value (INR) will be added to the converted values.
Note on K221: gepadmin: 1. If you choose "Full Conversion" then Column BA (AMOUNT) and Column BB (TAXES) BOTH values will be convert based on selected Currency in (Column L). 2. If you choose "Partial Conversion" then Column BA (AMOUNT) only will be converted based on selected currency (Column L) and Column BB (TAXES) value (INR) will be added to the converted values.
Note on K222: gepadmin: 1. If you choose "Full Conversion" then Column BA (AMOUNT) and Column BB (TAXES) BOTH values will be convert based on selected Currency in (Column L). 2. If you choose "Partial Conversion" then Column BA (AMOUNT) only will be converted based on selected currency (Column L) and Column BB (TAXES) value (INR) will be added to the converted values.
Note on K223: gepadmin: 1. If you choose "Full Conversion" then Column BA (AMOUNT) and Column BB (TAXES) BOTH values will be convert based on selected Currency in (Column L). 2. If you choose "Partial Conversion" then Column BA (AMOUNT) only will be converted based on selected currency (Column L) and Column BB (TAXES) value (INR) will be added to the converted values.
Note on K224: gepadmin: 1. If you choose "Full Conversion" then Column BA (AMOUNT) and Column BB (TAXES) BOTH values will be convert based on selected Currency in (Column L). 2. If you choose "Partial Conversion" then Column BA (AMOUNT) only will be converted based on selected currency (Column L) and Column BB (TAXES) value (INR) will be added to the converted values.
Note on K226: gepadmin: 1. If you choose "Full Conversion" then Column BA (AMOUNT) and Column BB (TAXES) BOTH values will be convert based on selected Currency in (Column L). 2. If you choose "Partial Conversion" then Column BA (AMOUNT) only will be converted based on selected currency (Column L) and Column BB (TAXES) value (INR) will be added to the converted values.
Note on K227: gepadmin: 1. If you choose "Full Conversion" then Column BA (AMOUNT) and Column BB (TAXES) BOTH values will be convert based on selected Currency in (Column L). 2. If you choose "Partial Conversion" then Column BA (AMOUNT) only will be converted based on selected currency (Column L) and Column BB (TAXES) value (INR) will be added to the converted values.
Note on K229: gepadmin: 1. If you choose "Full Conversion" then Column BA (AMOUNT) and Column BB (TAXES) BOTH values will be convert based on selected Currency in (Column L). 2. If you choose "Partial Conversion" then Column BA (AMOUNT) only will be converted based on selected currency (Column L) and Column BB (TAXES) value (INR) will be added to the converted values.
Note on K230: gepadmin: 1. If you choose "Full Conversion" then Column BA (AMOUNT) and Column BB (TAXES) BOTH values will be convert based on selected Currency in (Column L). 2. If you choose "Partial Conversion" then Column BA (AMOUNT) only will be converted based on selected currency (Column L) and Column BB (TAXES) value (INR) will be added to the converted values.
Note on K232: gepadmin: 1. If you choose "Full Conversion" then Column BA (AMOUNT) and Column BB (TAXES) BOTH values will be convert based on selected Currency in (Column L). 2. If you choose "Partial Conversion" then Column BA (AMOUNT) only will be converted based on selected currency (Column L) and Column BB (TAXES) value (INR) will be added to the converted values.
Note on K233: gepadmin: 1. If you choose "Full Conversion" then Column BA (AMOUNT) and Column BB (TAXES) BOTH values will be convert based on selected Currency in (Column L). 2. If you choose "Partial Conversion" then Column BA (AMOUNT) only will be converted based on selected currency (Column L) and Column BB (TAXES) value (INR) will be added to the converted values.
Note on K234: gepadmin: 1. If you choose "Full Conversion" then Column BA (AMOUNT) and Column BB (TAXES) BOTH values will be convert based on selected Currency in (Column L). 2. If you choose "Partial Conversion" then Column BA (AMOUNT) only will be converted based on selected currency (Column L) and Column BB (TAXES) value (INR) will be added to the converted values.
Note on K236: gepadmin: 1. If you choose "Full Conversion" then Column BA (AMOUNT) and Column BB (TAXES) BOTH values will be convert based on selected Currency in (Column L). 2. If you choose "Partial Conversion" then Column BA (AMOUNT) only will be converted based on selected currency (Column L) and Column BB (TAXES) value (INR) will be added to the converted values.
Note on K237: gepadmin: 1. If you choose "Full Conversion" then Column BA (AMOUNT) and Column BB (TAXES) BOTH values will be convert based on selected Currency in (Column L). 2. If you choose "Partial Conversion" then Column BA (AMOUNT) only will be converted based on selected currency (Column L) and Column BB (TAXES) value (INR) will be added to the converted values.
Note on K239: gepadmin: 1. If you choose "Full Conversion" then Column BA (AMOUNT) and Column BB (TAXES) BOTH values will be convert based on selected Currency in (Column L). 2. If you choose "Partial Conversion" then Column BA (AMOUNT) only will be converted based on selected currency (Column L) and Column BB (TAXES) value (INR) will be added to the converted values.
Note on K240: gepadmin: 1. If you choose "Full Conversion" then Column BA (AMOUNT) and Column BB (TAXES) BOTH values will be convert based on selected Currency in (Column L). 2. If you choose "Partial Conversion" then Column BA (AMOUNT) only will be converted based on selected currency (Column L) and Column BB (TAXES) value (INR) will be added to the converted values.
Note on K243: gepadmin: 1. If you choose "Full Conversion" then Column BA (AMOUNT) and Column BB (TAXES) BOTH values will be convert based on selected Currency in (Column L). 2. If you choose "Partial Conversion" then Column BA (AMOUNT) only will be converted based on selected currency (Column L) and Column BB (TAXES) value (INR) will be added to the converted values.
Note on K245: gepadmin: 1. If you choose "Full Conversion" then Column BA (AMOUNT) and Column BB (TAXES) BOTH values will be convert based on selected Currency in (Column L). 2. If you choose "Partial Conversion" then Column BA (AMOUNT) only will be converted based on selected currency (Column L) and Column BB (TAXES) value (INR) will be added to the converted values.
Note on K247: gepadmin: 1. If you choose "Full Conversion" then Column BA (AMOUNT) and Column BB (TAXES) BOTH values will be convert based on selected Currency in (Column L). 2. If you choose "Partial Conversion" then Column BA (AMOUNT) only will be converted based on selected currency (Column L) and Column BB (TAXES) value (INR) will be added to the converted values.
Note on K248: gepadmin: 1. If you choose "Full Conversion" then Column BA (AMOUNT) and Column BB (TAXES) BOTH values will be convert based on selected Currency in (Column L). 2. If you choose "Partial Conversion" then Column BA (AMOUNT) only will be converted based on selected currency (Column L) and Column BB (TAXES) value (INR) will be added to the converted values.
Note on K250: gepadmin: 1. If you choose "Full Conversion" then Column BA (AMOUNT) and Column BB (TAXES) BOTH values will be convert based on selected Currency in (Column L). 2. If you choose "Partial Conversion" then Column BA (AMOUNT) only will be converted based on selected currency (Column L) and Column BB (TAXES) value (INR) will be added to the converted values.
Note on K253: gepadmin: 1. If you choose "Full Conversion" then Column BA (AMOUNT) and Column BB (TAXES) BOTH values will be convert based on selected Currency in (Column L). 2. If you choose "Partial Conversion" then Column BA (AMOUNT) only will be converted based on selected currency (Column L) and Column BB (TAXES) value (INR) will be added to the converted values.
Note on K255: gepadmin: 1. If you choose "Full Conversion" then Column BA (AMOUNT) and Column BB (TAXES) BOTH values will be convert based on selected Currency in (Column L). 2. If you choose "Partial Conversion" then Column BA (AMOUNT) only will be converted based on selected currency (Column L) and Column BB (TAXES) value (INR) will be added to the converted values.
Note on K257: gepadmin: 1. If you choose "Full Conversion" then Column BA (AMOUNT) and Column BB (TAXES) BOTH values will be convert based on selected Currency in (Column L). 2. If you choose "Partial Conversion" then Column BA (AMOUNT) only will be converted based on selected currency (Column L) and Column BB (TAXES) value (INR) will be added to the converted values.
Note on K258: gepadmin: 1. If you choose "Full Conversion" then Column BA (AMOUNT) and Column BB (TAXES) BOTH values will be convert based on selected Currency in (Column L). 2. If you choose "Partial Conversion" then Column BA (AMOUNT) only will be converted based on selected currency (Column L) and Column BB (TAXES) value (INR) will be added to the converted values.
Note on K260: gepadmin: 1. If you choose "Full Conversion" then Column BA (AMOUNT) and Column BB (TAXES) BOTH values will be convert based on selected Currency in (Column L). 2. If you choose "Partial Conversion" then Column BA (AMOUNT) only will be converted based on selected currency (Column L) and Column BB (TAXES) value (INR) will be added to the converted values.
Note on K261: gepadmin: 1. If you choose "Full Conversion" then Column BA (AMOUNT) and Column BB (TAXES) BOTH values will be convert based on selected Currency in (Column L). 2. If you choose "Partial Conversion" then Column BA (AMOUNT) only will be converted based on selected currency (Column L) and Column BB (TAXES) value (INR) will be added to the converted values.
Note on K262: gepadmin: 1. If you choose "Full Conversion" then Column BA (AMOUNT) and Column BB (TAXES) BOTH values will be convert based on selected Currency in (Column L). 2. If you choose "Partial Conversion" then Column BA (AMOUNT) only will be converted based on selected currency (Column L) and Column BB (TAXES) value (INR) will be added to the converted values.
Note on K263: gepadmin: 1. If you choose "Full Conversion" then Column BA (AMOUNT) and Column BB (TAXES) BOTH values will be convert based on selected Currency in (Column L). 2. If you choose "Partial Conversion" then Column BA (AMOUNT) only will be converted based on selected currency (Column L) and Column BB (TAXES) value (INR) will be added to the converted values.
Note on K264: gepadmin: 1. If you choose "Full Conversion" then Column BA (AMOUNT) and Column BB (TAXES) BOTH values will be convert based on selected Currency in (Column L). 2. If you choose "Partial Conversion" then Column BA (AMOUNT) only will be converted based on selected currency (Column L) and Column BB (TAXES) value (INR) will be added to the converted values.
Note on K266: gepadmin: 1. If you choose "Full Conversion" then Column BA (AMOUNT) and Column BB (TAXES) BOTH values will be convert based on selected Currency in (Column L). 2. If you choose "Partial Conversion" then Column BA (AMOUNT) only will be converted based on selected currency (Column L) and Column BB (TAXES) value (INR) will be added to the converted values.
Note on K269: gepadmin: 1. If you choose "Full Conversion" then Column BA (AMOUNT) and Column BB (TAXES) BOTH values will be convert based on selected Currency in (Column L). 2. If you choose "Partial Conversion" then Column BA (AMOUNT) only will be converted based on selected currency (Column L) and Column BB (TAXES) value (INR) will be added to the converted values.
Note on K271: gepadmin: 1. If you choose "Full Conversion" then Column BA (AMOUNT) and Column BB (TAXES) BOTH values will be convert based on selected Currency in (Column L). 2. If you choose "Partial Conversion" then Column BA (AMOUNT) only will be converted based on selected currency (Column L) and Column BB (TAXES) value (INR) will be added to the converted values.
Note on K273: gepadmin: 1. If you choose "Full Conversion" then Column BA (AMOUNT) and Column BB (TAXES) BOTH values will be convert based on selected Currency in (Column L). 2. If you choose "Partial Conversion" then Column BA (AMOUNT) only will be converted based on selected currency (Column L) and Column BB (TAXES) value (INR) will be added to the converted values.
Note on K275: gepadmin: 1. If you choose "Full Conversion" then Column BA (AMOUNT) and Column BB (TAXES) BOTH values will be convert based on selected Currency in (Column L). 2. If you choose "Partial Conversion" then Column BA (AMOUNT) only will be converted based on selected currency (Column L) and Column BB (TAXES) value (INR) will be added to the converted values.
Note on K277: gepadmin: 1. If you choose "Full Conversion" then Column BA (AMOUNT) and Column BB (TAXES) BOTH values will be convert based on selected Currency in (Column L). 2. If you choose "Partial Conversion" then Column BA (AMOUNT) only will be converted based on selected currency (Column L) and Column BB (TAXES) value (INR) will be added to the converted values.
Note on K279: gepadmin: 1. If you choose "Full Conversion" then Column BA (AMOUNT) and Column BB (TAXES) BOTH values will be convert based on selected Currency in (Column L). 2. If you choose "Partial Conversion" then Column BA (AMOUNT) only will be converted based on selected currency (Column L) and Column BB (TAXES) value (INR) will be added to the converted values.
Note on K280: gepadmin: 1. If you choose "Full Conversion" then Column BA (AMOUNT) and Column BB (TAXES) BOTH values will be convert based on selected Currency in (Column L). 2. If you choose "Partial Conversion" then Column BA (AMOUNT) only will be converted based on selected currency (Column L) and Column BB (TAXES) value (INR) will be added to the converted values.
Note on K281: gepadmin: 1. If you choose "Full Conversion" then Column BA (AMOUNT) and Column BB (TAXES) BOTH values will be convert based on selected Currency in (Column L). 2. If you choose "Partial Conversion" then Column BA (AMOUNT) only will be converted based on selected currency (Column L) and Column BB (TAXES) value (INR) will be added to the converted values.
Note on K282: gepadmin: 1. If you choose "Full Conversion" then Column BA (AMOUNT) and Column BB (TAXES) BOTH values will be convert based on selected Currency in (Column L). 2. If you choose "Partial Conversion" then Column BA (AMOUNT) only will be converted based on selected currency (Column L) and Column BB (TAXES) value (INR) will be added to the converted values.
Note on K283: gepadmin: 1. If you choose "Full Conversion" then Column BA (AMOUNT) and Column BB (TAXES) BOTH values will be convert based on selected Currency in (Column L). 2. If you choose "Partial Conversion" then Column BA (AMOUNT) only will be converted based on selected currency (Column L) and Column BB (TAXES) value (INR) will be added to the converted values.
Note on K284: gepadmin: 1. If you choose "Full Conversion" then Column BA (AMOUNT) and Column BB (TAXES) BOTH values will be convert based on selected Currency in (Column L). 2. If you choose "Partial Conversion" then Column BA (AMOUNT) only will be converted based on selected currency (Column L) and Column BB (TAXES) value (INR) will be added to the converted values.
Note on K285: gepadmin: 1. If you choose "Full Conversion" then Column BA (AMOUNT) and Column BB (TAXES) BOTH values will be convert based on selected Currency in (Column L). 2. If you choose "Partial Conversion" then Column BA (AMOUNT) only will be converted based on selected currency (Column L) and Column BB (TAXES) value (INR) will be added to the converted values.
Note on K288: gepadmin: 1. If you choose "Full Conversion" then Column BA (AMOUNT) and Column BB (TAXES) BOTH values will be convert based on selected Currency in (Column L). 2. If you choose "Partial Conversion" then Column BA (AMOUNT) only will be converted based on selected currency (Column L) and Column BB (TAXES) value (INR) will be added to the converted values.
Note on K289: gepadmin: 1. If you choose "Full Conversion" then Column BA (AMOUNT) and Column BB (TAXES) BOTH values will be convert based on selected Currency in (Column L). 2. If you choose "Partial Conversion" then Column BA (AMOUNT) only will be converted based on selected currency (Column L) and Column BB (TAXES) value (INR) will be added to the converted values.
Note on K291: gepadmin: 1. If you choose "Full Conversion" then Column BA (AMOUNT) and Column BB (TAXES) BOTH values will be convert based on selected Currency in (Column L). 2. If you choose "Partial Conversion" then Column BA (AMOUNT) only will be converted based on selected currency (Column L) and Column BB (TAXES) value (INR) will be added to the converted values.
Note on K292: gepadmin: 1. If you choose "Full Conversion" then Column BA (AMOUNT) and Column BB (TAXES) BOTH values will be convert based on selected Currency in (Column L). 2. If you choose "Partial Conversion" then Column BA (AMOUNT) only will be converted based on selected currency (Column L) and Column BB (TAXES) value (INR) will be added to the converted values.
Note on K294: gepadmin: 1. If you choose "Full Conversion" then Column BA (AMOUNT) and Column BB (TAXES) BOTH values will be convert based on selected Currency in (Column L). 2. If you choose "Partial Conversion" then Column BA (AMOUNT) only will be converted based on selected currency (Column L) and Column BB (TAXES) value (INR) will be added to the converted values.
Note on K295: gepadmin: 1. If you choose "Full Conversion" then Column BA (AMOUNT) and Column BB (TAXES) BOTH values will be convert based on selected Currency in (Column L). 2. If you choose "Partial Conversion" then Column BA (AMOUNT) only will be converted based on selected currency (Column L) and Column BB (TAXES) value (INR) will be added to the converted values.
Note on K298: gepadmin: 1. If you choose "Full Conversion" then Column BA (AMOUNT) and Column BB (TAXES) BOTH values will be convert based on selected Currency in (Column L). 2. If you choose "Partial Conversion" then Column BA (AMOUNT) only will be converted based on selected currency (Column L) and Column BB (TAXES) value (INR) will be added to the converted values.
Note on K299: gepadmin: 1. If you choose "Full Conversion" then Column BA (AMOUNT) and Column BB (TAXES) BOTH values will be convert based on selected Currency in (Column L). 2. If you choose "Partial Conversion" then Column BA (AMOUNT) only will be converted based on selected currency (Column L) and Column BB (TAXES) value (INR) will be added to the converted values.
Note on K301: gepadmin: 1. If you choose "Full Conversion" then Column BA (AMOUNT) and Column BB (TAXES) BOTH values will be convert based on selected Currency in (Column L). 2. If you choose "Partial Conversion" then Column BA (AMOUNT) only will be converted based on selected currency (Column L) and Column BB (TAXES) value (INR) will be added to the converted values.
Note on K302: gepadmin: 1. If you choose "Full Conversion" then Column BA (AMOUNT) and Column BB (TAXES) BOTH values will be convert based on selected Currency in (Column L). 2. If you choose "Partial Conversion" then Column BA (AMOUNT) only will be converted based on selected currency (Column L) and Column BB (TAXES) value (INR) will be added to the converted values.
Note on K304: gepadmin: 1. If you choose "Full Conversion" then Column BA (AMOUNT) and Column BB (TAXES) BOTH values will be convert based on selected Currency in (Column L). 2. If you choose "Partial Conversion" then Column BA (AMOUNT) only will be converted based on selected currency (Column L) and Column BB (TAXES) value (INR) will be added to the converted values.
Note on K305: gepadmin: 1. If you choose "Full Conversion" then Column BA (AMOUNT) and Column BB (TAXES) BOTH values will be convert based on selected Currency in (Column L). 2. If you choose "Partial Conversion" then Column BA (AMOUNT) only will be converted based on selected currency (Column L) and Column BB (TAXES) value (INR) will be added to the converted values.
Note on K307: gepadmin: 1. If you choose "Full Conversion" then Column BA (AMOUNT) and Column BB (TAXES) BOTH values will be convert based on selected Currency in (Column L). 2. If you choose "Partial Conversion" then Column BA (AMOUNT) only will be converted based on selected currency (Column L) and Column BB (TAXES) value (INR) will be added to the converted values.
Note on K308: gepadmin: 1. If you choose "Full Conversion" then Column BA (AMOUNT) and Column BB (TAXES) BOTH values will be convert based on selected Currency in (Column L). 2. If you choose "Partial Conversion" then Column BA (AMOUNT) only will be converted based on selected currency (Column L) and Column BB (TAXES) value (INR) will be added to the converted values.
Note on K310: gepadmin: 1. If you choose "Full Conversion" then Column BA (AMOUNT) and Column BB (TAXES) BOTH values will be convert based on selected Currency in (Column L). 2. If you choose "Partial Conversion" then Column BA (AMOUNT) only will be converted based on selected currency (Column L) and Column BB (TAXES) value (INR) will be added to the converted values.
Note on K311: gepadmin: 1. If you choose "Full Conversion" then Column BA (AMOUNT) and Column BB (TAXES) BOTH values will be convert based on selected Currency in (Column L). 2. If you choose "Partial Conversion" then Column BA (AMOUNT) only will be converted based on selected currency (Column L) and Column BB (TAXES) value (INR) will be added to the converted values.
Note on K313: gepadmin: 1. If you choose "Full Conversion" then Column BA (AMOUNT) and Column BB (TAXES) BOTH values will be convert based on selected Currency in (Column L). 2. If you choose "Partial Conversion" then Column BA (AMOUNT) only will be converted based on selected currency (Column L) and Column BB (TAXES) value (INR) will be added to the converted values.
Note on K314: gepadmin: 1. If you choose "Full Conversion" then Column BA (AMOUNT) and Column BB (TAXES) BOTH values will be convert based on selected Currency in (Column L). 2. If you choose "Partial Conversion" then Column BA (AMOUNT) only will be converted based on selected currency (Column L) and Column BB (TAXES) value (INR) will be added to the converted values.
Note on K316: gepadmin: 1. If you choose "Full Conversion" then Column BA (AMOUNT) and Column BB (TAXES) BOTH values will be convert based on selected Currency in (Column L). 2. If you choose "Partial Conversion" then Column BA (AMOUNT) only will be converted based on selected currency (Column L) and Column BB (TAXES) value (INR) will be added to the converted values.
Note on K317: gepadmin: 1. If you choose "Full Conversion" then Column BA (AMOUNT) and Column BB (TAXES) BOTH values will be convert based on selected Currency in (Column L). 2. If you choose "Partial Conversion" then Column BA (AMOUNT) only will be converted based on selected currency (Column L) and Column BB (TAXES) value (INR) will be added to the converted values.
Note on K319: gepadmin: 1. If you choose "Full Conversion" then Column BA (AMOUNT) and Column BB (TAXES) BOTH values will be convert based on selected Currency in (Column L). 2. If you choose "Partial Conversion" then Column BA (AMOUNT) only will be converted based on selected currency (Column L) and Column BB (TAXES) value (INR) will be added to the converted values.
Note on K320: gepadmin: 1. If you choose "Full Conversion" then Column BA (AMOUNT) and Column BB (TAXES) BOTH values will be convert based on selected Currency in (Column L). 2. If you choose "Partial Conversion" then Column BA (AMOUNT) only will be converted based on selected currency (Column L) and Column BB (TAXES) value (INR) will be added to the converted values.
Note on K321: gepadmin: 1. If you choose "Full Conversion" then Column BA (AMOUNT) and Column BB (TAXES) BOTH values will be convert based on selected Currency in (Column L). 2. If you choose "Partial Conversion" then Column BA (AMOUNT) only will be converted based on selected currency (Column L) and Column BB (TAXES) value (INR) will be added to the converted values.
Note on K323: gepadmin: 1. If you choose "Full Conversion" then Column BA (AMOUNT) and Column BB (TAXES) BOTH values will be convert based on selected Currency in (Column L). 2. If you choose "Partial Conversion" then Column BA (AMOUNT) only will be converted based on selected currency (Column L) and Column BB (TAXES) value (INR) will be added to the converted values.
Note on K324: gepadmin: 1. If you choose "Full Conversion" then Column BA (AMOUNT) and Column BB (TAXES) BOTH values will be convert based on selected Currency in (Column L). 2. If you choose "Partial Conversion" then Column BA (AMOUNT) only will be converted based on selected currency (Column L) and Column BB (TAXES) value (INR) will be added to the converted values.
Note on K327: gepadmin: 1. If you choose "Full Conversion" then Column BA (AMOUNT) and Column BB (TAXES) BOTH values will be convert based on selected Currency in (Column L). 2. If you choose "Partial Conversion" then Column BA (AMOUNT) only will be converted based on selected currency (Column L) and Column BB (TAXES) value (INR) will be added to the converted values.
Note on K329: gepadmin: 1. If you choose "Full Conversion" then Column BA (AMOUNT) and Column BB (TAXES) BOTH values will be convert based on selected Currency in (Column L). 2. If you choose "Partial Conversion" then Column BA (AMOUNT) only will be converted based on selected currency (Column L) and Column BB (TAXES) value (INR) will be added to the converted values.
Note on K330: gepadmin: 1. If you choose "Full Conversion" then Column BA (AMOUNT) and Column BB (TAXES) BOTH values will be convert based on selected Currency in (Column L). 2. If you choose "Partial Conversion" then Column BA (AMOUNT) only will be converted based on selected currency (Column L) and Column BB (TAXES) value (INR) will be added to the converted values.
Note on K332: gepadmin: 1. If you choose "Full Conversion" then Column BA (AMOUNT) and Column BB (TAXES) BOTH values will be convert based on selected Currency in (Column L). 2. If you choose "Partial Conversion" then Column BA (AMOUNT) only will be converted based on selected currency (Column L) and Column BB (TAXES) value (INR) will be added to the converted values.
Note on K334: gepadmin: 1. If you choose "Full Conversion" then Column BA (AMOUNT) and Column BB (TAXES) BOTH values will be convert based on selected Currency in (Column L). 2. If you choose "Partial Conversion" then Column BA (AMOUNT) only will be converted based on selected currency (Column L) and Column BB (TAXES) value (INR) will be added to the converted values.
Note on K336: gepadmin: 1. If you choose "Full Conversion" then Column BA (AMOUNT) and Column BB (TAXES) BOTH values will be convert based on selected Currency in (Column L). 2. If you choose "Partial Conversion" then Column BA (AMOUNT) only will be converted based on selected currency (Column L) and Column BB (TAXES) value (INR) will be added to the converted values.
Note on K338: gepadmin: 1. If you choose "Full Conversion" then Column BA (AMOUNT) and Column BB (TAXES) BOTH values will be convert based on selected Currency in (Column L). 2. If you choose "Partial Conversion" then Column BA (AMOUNT) only will be converted based on selected currency (Column L) and Column BB (TAXES) value (INR) will be added to the converted values.
Note on K340: gepadmin: 1. If you choose "Full Conversion" then Column BA (AMOUNT) and Column BB (TAXES) BOTH values will be convert based on selected Currency in (Column L). 2. If you choose "Partial Conversion" then Column BA (AMOUNT) only will be converted based on selected currency (Column L) and Column BB (TAXES) value (INR) will be added to the converted values.
Note on K341: gepadmin: 1. If you choose "Full Conversion" then Column BA (AMOUNT) and Column BB (TAXES) BOTH values will be convert based on selected Currency in (Column L). 2. If you choose "Partial Conversion" then Column BA (AMOUNT) only will be converted based on selected currency (Column L) and Column BB (TAXES) value (INR) will be added to the converted values.
Note on K342: gepadmin: 1. If you choose "Full Conversion" then Column BA (AMOUNT) and Column BB (TAXES) BOTH values will be convert based on selected Currency in (Column L). 2. If you choose "Partial Conversion" then Column BA (AMOUNT) only will be converted based on selected currency (Column L) and Column BB (TAXES) value (INR) will be added to the converted values.
Note on K344: gepadmin: 1. If you choose "Full Conversion" then Column BA (AMOUNT) and Column BB (TAXES) BOTH values will be convert based on selected Currency in (Column L). 2. If you choose "Partial Conversion" then Column BA (AMOUNT) only will be converted based on selected currency (Column L) and Column BB (TAXES) value (INR) will be added to the converted values.
Note on K345: gepadmin: 1. If you choose "Full Conversion" then Column BA (AMOUNT) and Column BB (TAXES) BOTH values will be convert based on selected Currency in (Column L). 2. If you choose "Partial Conversion" then Column BA (AMOUNT) only will be converted based on selected currency (Column L) and Column BB (TAXES) value (INR) will be added to the converted values.
Note on K347: gepadmin: 1. If you choose "Full Conversion" then Column BA (AMOUNT) and Column BB (TAXES) BOTH values will be convert based on selected Currency in (Column L). 2. If you choose "Partial Conversion" then Column BA (AMOUNT) only will be converted based on selected currency (Column L) and Column BB (TAXES) value (INR) will be added to the converted values.
Note on K348: gepadmin: 1. If you choose "Full Conversion" then Column BA (AMOUNT) and Column BB (TAXES) BOTH values will be convert based on selected Currency in (Column L). 2. If you choose "Partial Conversion" then Column BA (AMOUNT) only will be converted based on selected currency (Column L) and Column BB (TAXES) value (INR) will be added to the converted values.
Note on K350: gepadmin: 1. If you choose "Full Conversion" then Column BA (AMOUNT) and Column BB (TAXES) BOTH values will be convert based on selected Currency in (Column L). 2. If you choose "Partial Conversion" then Column BA (AMOUNT) only will be converted based on selected currency (Column L) and Column BB (TAXES) value (INR) will be added to the converted values.
Note on K352: gepadmin: 1. If you choose "Full Conversion" then Column BA (AMOUNT) and Column BB (TAXES) BOTH values will be convert based on selected Currency in (Column L). 2. If you choose "Partial Conversion" then Column BA (AMOUNT) only will be converted based on selected currency (Column L) and Column BB (TAXES) value (INR) will be added to the converted values.
Note on K354: gepadmin: 1. If you choose "Full Conversion" then Column BA (AMOUNT) and Column BB (TAXES) BOTH values will be convert based on selected Currency in (Column L). 2. If you choose "Partial Conversion" then Column BA (AMOUNT) only will be converted based on selected currency (Column L) and Column BB (TAXES) value (INR) will be added to the converted values.
Note on K356: gepadmin: 1. If you choose "Full Conversion" then Column BA (AMOUNT) and Column BB (TAXES) BOTH values will be convert based on selected Currency in (Column L). 2. If you choose "Partial Conversion" then Column BA (AMOUNT) only will be converted based on selected currency (Column L) and Column BB (TAXES) value (INR) will be added to the converted values.
Note on K358: gepadmin: 1. If you choose "Full Conversion" then Column BA (AMOUNT) and Column BB (TAXES) BOTH values will be convert based on selected Currency in (Column L). 2. If you choose "Partial Conversion" then Column BA (AMOUNT) only will be converted based on selected currency (Column L) and Column BB (TAXES) value (INR) will be added to the converted values.
Note on K360: gepadmin: 1. If you choose "Full Conversion" then Column BA (AMOUNT) and Column BB (TAXES) BOTH values will be convert based on selected Currency in (Column L). 2. If you choose "Partial Conversion" then Column BA (AMOUNT) only will be converted based on selected currency (Column L) and Column BB (TAXES) value (INR) will be added to the converted values.
Note on K362: gepadmin: 1. If you choose "Full Conversion" then Column BA (AMOUNT) and Column BB (TAXES) BOTH values will be convert based on selected Currency in (Column L). 2. If you choose "Partial Conversion" then Column BA (AMOUNT) only will be converted based on selected currency (Column L) and Column BB (TAXES) value (INR) will be added to the converted values.
Note on K364: gepadmin: 1. If you choose "Full Conversion" then Column BA (AMOUNT) and Column BB (TAXES) BOTH values will be convert based on selected Currency in (Column L). 2. If you choose "Partial Conversion" then Column BA (AMOUNT) only will be converted based on selected currency (Column L) and Column BB (TAXES) value (INR) will be added to the converted values.
Note on K365: gepadmin: 1. If you choose "Full Conversion" then Column BA (AMOUNT) and Column BB (TAXES) BOTH values will be convert based on selected Currency in (Column L). 2. If you choose "Partial Conversion" then Column BA (AMOUNT) only will be converted based on selected currency (Column L) and Column BB (TAXES) value (INR) will be added to the converted values.
Note on K367: gepadmin: 1. If you choose "Full Conversion" then Column BA (AMOUNT) and Column BB (TAXES) BOTH values will be convert based on selected Currency in (Column L). 2. If you choose "Partial Conversion" then Column BA (AMOUNT) only will be converted based on selected currency (Column L) and Column BB (TAXES) value (INR) will be added to the converted values.
Note on K369: gepadmin: 1. If you choose "Full Conversion" then Column BA (AMOUNT) and Column BB (TAXES) BOTH values will be convert based on selected Currency in (Column L). 2. If you choose "Partial Conversion" then Column BA (AMOUNT) only will be converted based on selected currency (Column L) and Column BB (TAXES) value (INR) will be added to the converted values.
Note on K371: gepadmin: 1. If you choose "Full Conversion" then Column BA (AMOUNT) and Column BB (TAXES) BOTH values will be convert based on selected Currency in (Column L). 2. If you choose "Partial Conversion" then Column BA (AMOUNT) only will be converted based on selected currency (Column L) and Column BB (TAXES) value (INR) will be added to the converted values.
Note on K372: gepadmin: 1. If you choose "Full Conversion" then Column BA (AMOUNT) and Column BB (TAXES) BOTH values will be convert based on selected Currency in (Column L). 2. If you choose "Partial Conversion" then Column BA (AMOUNT) only will be converted based on selected currency (Column L) and Column BB (TAXES) value (INR) will be added to the converted values.
Note on K374: gepadmin: 1. If you choose "Full Conversion" then Column BA (AMOUNT) and Column BB (TAXES) BOTH values will be convert based on selected Currency in (Column L). 2. If you choose "Partial Conversion" then Column BA (AMOUNT) only will be converted based on selected currency (Column L) and Column BB (TAXES) value (INR) will be added to the converted values.
Note on K375: gepadmin: 1. If you choose "Full Conversion" then Column BA (AMOUNT) and Column BB (TAXES) BOTH values will be convert based on selected Currency in (Column L). 2. If you choose "Partial Conversion" then Column BA (AMOUNT) only will be converted based on selected currency (Column L) and Column BB (TAXES) value (INR) will be added to the converted values.
Note on K376: gepadmin: 1. If you choose "Full Conversion" then Column BA (AMOUNT) and Column BB (TAXES) BOTH values will be convert based on selected Currency in (Column L). 2. If you choose "Partial Conversion" then Column BA (AMOUNT) only will be converted based on selected currency (Column L) and Column BB (TAXES) value (INR) will be added to the converted values.
Note on K378: gepadmin: 1. If you choose "Full Conversion" then Column BA (AMOUNT) and Column BB (TAXES) BOTH values will be convert based on selected Currency in (Column L). 2. If you choose "Partial Conversion" then Column BA (AMOUNT) only will be converted based on selected currency (Column L) and Column BB (TAXES) value (INR) will be added to the converted values.
Note on K379: gepadmin: 1. If you choose "Full Conversion" then Column BA (AMOUNT) and Column BB (TAXES) BOTH values will be convert based on selected Currency in (Column L). 2. If you choose "Partial Conversion" then Column BA (AMOUNT) only will be converted based on selected currency (Column L) and Column BB (TAXES) value (INR) will be added to the converted values.
Note on K380: gepadmin: 1. If you choose "Full Conversion" then Column BA (AMOUNT) and Column BB (TAXES) BOTH values will be convert based on selected Currency in (Column L). 2. If you choose "Partial Conversion" then Column BA (AMOUNT) only will be converted based on selected currency (Column L) and Column BB (TAXES) value (INR) will be added to the converted values.
Note on K382: gepadmin: 1. If you choose "Full Conversion" then Column BA (AMOUNT) and Column BB (TAXES) BOTH values will be convert based on selected Currency in (Column L). 2. If you choose "Partial Conversion" then Column BA (AMOUNT) only will be converted based on selected currency (Column L) and Column BB (TAXES) value (INR) will be added to the converted values.
Note on K383: gepadmin: 1. If you choose "Full Conversion" then Column BA (AMOUNT) and Column BB (TAXES) BOTH values will be convert based on selected Currency in (Column L). 2. If you choose "Partial Conversion" then Column BA (AMOUNT) only will be converted based on selected currency (Column L) and Column BB (TAXES) value (INR) will be added to the converted values.
Note on K385: gepadmin: 1. If you choose "Full Conversion" then Column BA (AMOUNT) and Column BB (TAXES) BOTH values will be convert based on selected Currency in (Column L). 2. If you choose "Partial Conversion" then Column BA (AMOUNT) only will be converted based on selected currency (Column L) and Column BB (TAXES) value (INR) will be added to the converted values.
Note on K387: gepadmin: 1. If you choose "Full Conversion" then Column BA (AMOUNT) and Column BB (TAXES) BOTH values will be convert based on selected Currency in (Column L). 2. If you choose "Partial Conversion" then Column BA (AMOUNT) only will be converted based on selected currency (Column L) and Column BB (TAXES) value (INR) will be added to the converted values.
Note on K389: gepadmin: 1. If you choose "Full Conversion" then Column BA (AMOUNT) and Column BB (TAXES) BOTH values will be convert based on selected Currency in (Column L). 2. If you choose "Partial Conversion" then Column BA (AMOUNT) only will be converted based on selected currency (Column L) and Column BB (TAXES) value (INR) will be added to the converted values.
Note on K391: gepadmin: 1. If you choose "Full Conversion" then Column BA (AMOUNT) and Column BB (TAXES) BOTH values will be convert based on selected Currency in (Column L). 2. If you choose "Partial Conversion" then Column BA (AMOUNT) only will be converted based on selected currency (Column L) and Column BB (TAXES) value (INR) will be added to the converted values.
Note on K393: gepadmin: 1. If you choose "Full Conversion" then Column BA (AMOUNT) and Column BB (TAXES) BOTH values will be convert based on selected Currency in (Column L). 2. If you choose "Partial Conversion" then Column BA (AMOUNT) only will be converted based on selected currency (Column L) and Column BB (TAXES) value (INR) will be added to the converted values.
Note on K394: gepadmin: 1. If you choose "Full Conversion" then Column BA (AMOUNT) and Column BB (TAXES) BOTH values will be convert based on selected Currency in (Column L). 2. If you choose "Partial Conversion" then Column BA (AMOUNT) only will be converted based on selected currency (Column L) and Column BB (TAXES) value (INR) will be added to the converted values.
Note on K396: gepadmin: 1. If you choose "Full Conversion" then Column BA (AMOUNT) and Column BB (TAXES) BOTH values will be convert based on selected Currency in (Column L). 2. If you choose "Partial Conversion" then Column BA (AMOUNT) only will be converted based on selected currency (Column L) and Column BB (TAXES) value (INR) will be added to the converted values.
Note on K397: gepadmin: 1. If you choose "Full Conversion" then Column BA (AMOUNT) and Column BB (TAXES) BOTH values will be convert based on selected Currency in (Column L). 2. If you choose "Partial Conversion" then Column BA (AMOUNT) only will be converted based on selected currency (Column L) and Column BB (TAXES) value (INR) will be added to the converted values.
Note on K398: gepadmin: 1. If you choose "Full Conversion" then Column BA (AMOUNT) and Column BB (TAXES) BOTH values will be convert based on selected Currency in (Column L). 2. If you choose "Partial Conversion" then Column BA (AMOUNT) only will be converted based on selected currency (Column L) and Column BB (TAXES) value (INR) will be added to the converted values.
Note on K401: gepadmin: 1. If you choose "Full Conversion" then Column BA (AMOUNT) and Column BB (TAXES) BOTH values will be convert based on selected Currency in (Column L). 2. If you choose "Partial Conversion" then Column BA (AMOUNT) only will be converted based on selected currency (Column L) and Column BB (TAXES) value (INR) will be added to the converted values.
Note on K403: gepadmin: 1. If you choose "Full Conversion" then Column BA (AMOUNT) and Column BB (TAXES) BOTH values will be convert based on selected Currency in (Column L). 2. If you choose "Partial Conversion" then Column BA (AMOUNT) only will be converted based on selected currency (Column L) and Column BB (TAXES) value (INR) will be added to the converted values.
Note on K404: gepadmin: 1. If you choose "Full Conversion" then Column BA (AMOUNT) and Column BB (TAXES) BOTH values will be convert based on selected Currency in (Column L). 2. If you choose "Partial Conversion" then Column BA (AMOUNT) only will be converted based on selected currency (Column L) and Column BB (TAXES) value (INR) will be added to the converted values.
Note on K405: gepadmin: 1. If you choose "Full Conversion" then Column BA (AMOUNT) and Column BB (TAXES) BOTH values will be convert based on selected Currency in (Column L). 2. If you choose "Partial Conversion" then Column BA (AMOUNT) only will be converted based on selected currency (Column L) and Column BB (TAXES) value (INR) will be added to the converted values.
Note on K407: gepadmin: 1. If you choose "Full Conversion" then Column BA (AMOUNT) and Column BB (TAXES) BOTH values will be convert based on selected Currency in (Column L). 2. If you choose "Partial Conversion" then Column BA (AMOUNT) only will be converted based on selected currency (Column L) and Column BB (TAXES) value (INR) will be added to the converted values.
Note on K408: gepadmin: 1. If you choose "Full Conversion" then Column BA (AMOUNT) and Column BB (TAXES) BOTH values will be convert based on selected Currency in (Column L). 2. If you choose "Partial Conversion" then Column BA (AMOUNT) only will be converted based on selected currency (Column L) and Column BB (TAXES) value (INR) will be added to the converted values.
Note on K410: gepadmin: 1. If you choose "Full Conversion" then Column BA (AMOUNT) and Column BB (TAXES) BOTH values will be convert based on selected Currency in (Column L). 2. If you choose "Partial Conversion" then Column BA (AMOUNT) only will be converted based on selected currency (Column L) and Column BB (TAXES) value (INR) will be added to the converted values.
Note on K411: gepadmin: 1. If you choose "Full Conversion" then Column BA (AMOUNT) and Column BB (TAXES) BOTH values will be convert based on selected Currency in (Column L). 2. If you choose "Partial Conversion" then Column BA (AMOUNT) only will be converted based on selected currency (Column L) and Column BB (TAXES) value (INR) will be added to the converted values.
Note on K412: gepadmin: 1. If you choose "Full Conversion" then Column BA (AMOUNT) and Column BB (TAXES) BOTH values will be convert based on selected Currency in (Column L). 2. If you choose "Partial Conversion" then Column BA (AMOUNT) only will be converted based on selected currency (Column L) and Column BB (TAXES) value (INR) will be added to the converted values.
Note on K414: gepadmin: 1. If you choose "Full Conversion" then Column BA (AMOUNT) and Column BB (TAXES) BOTH values will be convert based on selected Currency in (Column L). 2. If you choose "Partial Conversion" then Column BA (AMOUNT) only will be converted based on selected currency (Column L) and Column BB (TAXES) value (INR) will be added to the converted values.
Note on K416: gepadmin: 1. If you choose "Full Conversion" then Column BA (AMOUNT) and Column BB (TAXES) BOTH values will be convert based on selected Currency in (Column L). 2. If you choose "Partial Conversion" then Column BA (AMOUNT) only will be converted based on selected currency (Column L) and Column BB (TAXES) value (INR) will be added to the converted values.
Note on K417: gepadmin: 1. If you choose "Full Conversion" then Column BA (AMOUNT) and Column BB (TAXES) BOTH values will be convert based on selected Currency in (Column L). 2. If you choose "Partial Conversion" then Column BA (AMOUNT) only will be converted based on selected currency (Column L) and Column BB (TAXES) value (INR) will be added to the converted values.
Note on K419: gepadmin: 1. If you choose "Full Conversion" then Column BA (AMOUNT) and Column BB (TAXES) BOTH values will be convert based on selected Currency in (Column L). 2. If you choose "Partial Conversion" then Column BA (AMOUNT) only will be converted based on selected currency (Column L) and Column BB (TAXES) value (INR) will be added to the converted values.
Note on K420: gepadmin: 1. If you choose "Full Conversion" then Column BA (AMOUNT) and Column BB (TAXES) BOTH values will be convert based on selected Currency in (Column L). 2. If you choose "Partial Conversion" then Column BA (AMOUNT) only will be converted based on selected currency (Column L) and Column BB (TAXES) value (INR) will be added to the converted values.
Note on K421: gepadmin: 1. If you choose "Full Conversion" then Column BA (AMOUNT) and Column BB (TAXES) BOTH values will be convert based on selected Currency in (Column L). 2. If you choose "Partial Conversion" then Column BA (AMOUNT) only will be converted based on selected currency (Column L) and Column BB (TAXES) value (INR) will be added to the converted values.
Note on K422: gepadmin: 1. If you choose "Full Conversion" then Column BA (AMOUNT) and Column BB (TAXES) BOTH values will be convert based on selected Currency in (Column L). 2. If you choose "Partial Conversion" then Column BA (AMOUNT) only will be converted based on selected currency (Column L) and Column BB (TAXES) value (INR) will be added to the converted values.
Note on K423: gepadmin: 1. If you choose "Full Conversion" then Column BA (AMOUNT) and Column BB (TAXES) BOTH values will be convert based on selected Currency in (Column L). 2. If you choose "Partial Conversion" then Column BA (AMOUNT) only will be converted based on selected currency (Column L) and Column BB (TAXES) value (INR) will be added to the converted values.
Note on K424: gepadmin: 1. If you choose "Full Conversion" then Column BA (AMOUNT) and Column BB (TAXES) BOTH values will be convert based on selected Currency in (Column L). 2. If you choose "Partial Conversion" then Column BA (AMOUNT) only will be converted based on selected currency (Column L) and Column BB (TAXES) value (INR) will be added to the converted values.
Note on K426: gepadmin: 1. If you choose "Full Conversion" then Column BA (AMOUNT) and Column BB (TAXES) BOTH values will be convert based on selected Currency in (Column L). 2. If you choose "Partial Conversion" then Column BA (AMOUNT) only will be converted based on selected currency (Column L) and Column BB (TAXES) value (INR) will be added to the converted values.
Note on K427: gepadmin: 1. If you choose "Full Conversion" then Column BA (AMOUNT) and Column BB (TAXES) BOTH values will be convert based on selected Currency in (Column L). 2. If you choose "Partial Conversion" then Column BA (AMOUNT) only will be converted based on selected currency (Column L) and Column BB (TAXES) value (INR) will be added to the converted values.
Note on K428: gepadmin: 1. If you choose "Full Conversion" then Column BA (AMOUNT) and Column BB (TAXES) BOTH values will be convert based on selected Currency in (Column L). 2. If you choose "Partial Conversion" then Column BA (AMOUNT) only will be converted based on selected currency (Column L) and Column BB (TAXES) value (INR) will be added to the converted values.
Note on K429: gepadmin: 1. If you choose "Full Conversion" then Column BA (AMOUNT) and Column BB (TAXES) BOTH values will be convert based on selected Currency in (Column L). 2. If you choose "Partial Conversion" then Column BA (AMOUNT) only will be converted based on selected currency (Column L) and Column BB (TAXES) value (INR) will be added to the converted values.
Note on K430: gepadmin: 1. If you choose "Full Conversion" then Column BA (AMOUNT) and Column BB (TAXES) BOTH values will be convert based on selected Currency in (Column L). 2. If you choose "Partial Conversion" then Column BA (AMOUNT) only will be converted based on selected currency (Column L) and Column BB (TAXES) value (INR) will be added to the converted values.
Note on K432: gepadmin: 1. If you choose "Full Conversion" then Column BA (AMOUNT) and Column BB (TAXES) BOTH values will be convert based on selected Currency in (Column L). 2. If you choose "Partial Conversion" then Column BA (AMOUNT) only will be converted based on selected currency (Column L) and Column BB (TAXES) value (INR) will be added to the converted values.
Note on K434: gepadmin: 1. If you choose "Full Conversion" then Column BA (AMOUNT) and Column BB (TAXES) BOTH values will be convert based on selected Currency in (Column L). 2. If you choose "Partial Conversion" then Column BA (AMOUNT) only will be converted based on selected currency (Column L) and Column BB (TAXES) value (INR) will be added to the converted values.
Note on K435: gepadmin: 1. If you choose "Full Conversion" then Column BA (AMOUNT) and Column BB (TAXES) BOTH values will be convert based on selected Currency in (Column L). 2. If you choose "Partial Conversion" then Column BA (AMOUNT) only will be converted based on selected currency (Column L) and Column BB (TAXES) value (INR) will be added to the converted values.
Note on K436: gepadmin: 1. If you choose "Full Conversion" then Column BA (AMOUNT) and Column BB (TAXES) BOTH values will be convert based on selected Currency in (Column L). 2. If you choose "Partial Conversion" then Column BA (AMOUNT) only will be converted based on selected currency (Column L) and Column BB (TAXES) value (INR) will be added to the converted values.
Note on K437: gepadmin: 1. If you choose "Full Conversion" then Column BA (AMOUNT) and Column BB (TAXES) BOTH values will be convert based on selected Currency in (Column L). 2. If you choose "Partial Conversion" then Column BA (AMOUNT) only will be converted based on selected currency (Column L) and Column BB (TAXES) value (INR) will be added to the converted values.
Note on K439: gepadmin: 1. If you choose "Full Conversion" then Column BA (AMOUNT) and Column BB (TAXES) BOTH values will be convert based on selected Currency in (Column L). 2. If you choose "Partial Conversion" then Column BA (AMOUNT) only will be converted based on selected currency (Column L) and Column BB (TAXES) value (INR) will be added to the converted values.
Note on K440: gepadmin: 1. If you choose "Full Conversion" then Column BA (AMOUNT) and Column BB (TAXES) BOTH values will be convert based on selected Currency in (Column L). 2. If you choose "Partial Conversion" then Column BA (AMOUNT) only will be converted based on selected currency (Column L) and Column BB (TAXES) value (INR) will be added to the converted values.
Note on K442: gepadmin: 1. If you choose "Full Conversion" then Column BA (AMOUNT) and Column BB (TAXES) BOTH values will be convert based on selected Currency in (Column L). 2. If you choose "Partial Conversion" then Column BA (AMOUNT) only will be converted based on selected currency (Column L) and Column BB (TAXES) value (INR) will be added to the converted values.
Note on K444: gepadmin: 1. If you choose "Full Conversion" then Column BA (AMOUNT) and Column BB (TAXES) BOTH values will be convert based on selected Currency in (Column L). 2. If you choose "Partial Conversion" then Column BA (AMOUNT) only will be converted based on selected currency (Column L) and Column BB (TAXES) value (INR) will be added to the converted values.
Note on K446: gepadmin: 1. If you choose "Full Conversion" then Column BA (AMOUNT) and Column BB (TAXES) BOTH values will be convert based on selected Currency in (Column L). 2. If you choose "Partial Conversion" then Column BA (AMOUNT) only will be converted based on selected currency (Column L) and Column BB (TAXES) value (INR) will be added to the converted values.
Note on K448: gepadmin: 1. If you choose "Full Conversion" then Column BA (AMOUNT) and Column BB (TAXES) BOTH values will be convert based on selected Currency in (Column L). 2. If you choose "Partial Conversion" then Column BA (AMOUNT) only will be converted based on selected currency (Column L) and Column BB (TAXES) value (INR) will be added to the converted values.
Note on K449: gepadmin: 1. If you choose "Full Conversion" then Column BA (AMOUNT) and Column BB (TAXES) BOTH values will be convert based on selected Currency in (Column L). 2. If you choose "Partial Conversion" then Column BA (AMOUNT) only will be converted based on selected currency (Column L) and Column BB (TAXES) value (INR) will be added to the converted values.
Note on K451: gepadmin: 1. If you choose "Full Conversion" then Column BA (AMOUNT) and Column BB (TAXES) BOTH values will be convert based on selected Currency in (Column L). 2. If you choose "Partial Conversion" then Column BA (AMOUNT) only will be converted based on selected currency (Column L) and Column BB (TAXES) value (INR) will be added to the converted values.
Note on K452: gepadmin: 1. If you choose "Full Conversion" then Column BA (AMOUNT) and Column BB (TAXES) BOTH values will be convert based on selected Currency in (Column L). 2. If you choose "Partial Conversion" then Column BA (AMOUNT) only will be converted based on selected currency (Column L) and Column BB (TAXES) value (INR) will be added to the converted values.
Note on K453: gepadmin: 1. If you choose "Full Conversion" then Column BA (AMOUNT) and Column BB (TAXES) BOTH values will be convert based on selected Currency in (Column L). 2. If you choose "Partial Conversion" then Column BA (AMOUNT) only will be converted based on selected currency (Column L) and Column BB (TAXES) value (INR) will be added to the converted values.
Note on K454: gepadmin: 1. If you choose "Full Conversion" then Column BA (AMOUNT) and Column BB (TAXES) BOTH values will be convert based on selected Currency in (Column L). 2. If you choose "Partial Conversion" then Column BA (AMOUNT) only will be converted based on selected currency (Column L) and Column BB (TAXES) value (INR) will be added to the converted values.
Note on K455: gepadmin: 1. If you choose "Full Conversion" then Column BA (AMOUNT) and Column BB (TAXES) BOTH values will be convert based on selected Currency in (Column L). 2. If you choose "Partial Conversion" then Column BA (AMOUNT) only will be converted based on selected currency (Column L) and Column BB (TAXES) value (INR) will be added to the converted values.
Note on K456: gepadmin: 1. If you choose "Full Conversion" then Column BA (AMOUNT) and Column BB (TAXES) BOTH values will be convert based on selected Currency in (Column L). 2. If you choose "Partial Conversion" then Column BA (AMOUNT) only will be converted based on selected currency (Column L) and Column BB (TAXES) value (INR) will be added to the converted values.
Note on K458: gepadmin: 1. If you choose "Full Conversion" then Column BA (AMOUNT) and Column BB (TAXES) BOTH values will be convert based on selected Currency in (Column L). 2. If you choose "Partial Conversion" then Column BA (AMOUNT) only will be converted based on selected currency (Column L) and Column BB (TAXES) value (INR) will be added to the converted values.
Note on K459: gepadmin: 1. If you choose "Full Conversion" then Column BA (AMOUNT) and Column BB (TAXES) BOTH values will be convert based on selected Currency in (Column L). 2. If you choose "Partial Conversion" then Column BA (AMOUNT) only will be converted based on selected currency (Column L) and Column BB (TAXES) value (INR) will be added to the converted values.
Note on K461: gepadmin: 1. If you choose "Full Conversion" then Column BA (AMOUNT) and Column BB (TAXES) BOTH values will be convert based on selected Currency in (Column L). 2. If you choose "Partial Conversion" then Column BA (AMOUNT) only will be converted based on selected currency (Column L) and Column BB (TAXES) value (INR) will be added to the converted values.
Note on K462: gepadmin: 1. If you choose "Full Conversion" then Column BA (AMOUNT) and Column BB (TAXES) BOTH values will be convert based on selected Currency in (Column L). 2. If you choose "Partial Conversion" then Column BA (AMOUNT) only will be converted based on selected currency (Column L) and Column BB (TAXES) value (INR) will be added to the converted values.
Note on K464: gepadmin: 1. If you choose "Full Conversion" then Column BA (AMOUNT) and Column BB (TAXES) BOTH values will be convert based on selected Currency in (Column L). 2. If you choose "Partial Conversion" then Column BA (AMOUNT) only will be converted based on selected currency (Column L) and Column BB (TAXES) value (INR) will be added to the converted values.
Note on K465: gepadmin: 1. If you choose "Full Conversion" then Column BA (AMOUNT) and Column BB (TAXES) BOTH values will be convert based on selected Currency in (Column L). 2. If you choose "Partial Conversion" then Column BA (AMOUNT) only will be converted based on selected currency (Column L) and Column BB (TAXES) value (INR) will be added to the converted values.
Note on K466: gepadmin: 1. If you choose "Full Conversion" then Column BA (AMOUNT) and Column BB (TAXES) BOTH values will be convert based on selected Currency in (Column L). 2. If you choose "Partial Conversion" then Column BA (AMOUNT) only will be converted based on selected currency (Column L) and Column BB (TAXES) value (INR) will be added to the converted values.
Note on K467: gepadmin: 1. If you choose "Full Conversion" then Column BA (AMOUNT) and Column BB (TAXES) BOTH values will be convert based on selected Currency in (Column L). 2. If you choose "Partial Conversion" then Column BA (AMOUNT) only will be converted based on selected currency (Column L) and Column BB (TAXES) value (INR) will be added to the converted values.
Note on K470: gepadmin: 1. If you choose "Full Conversion" then Column BA (AMOUNT) and Column BB (TAXES) BOTH values will be convert based on selected Currency in (Column L). 2. If you choose "Partial Conversion" then Column BA (AMOUNT) only will be converted based on selected currency (Column L) and Column BB (TAXES) value (INR) will be added to the converted values.
Note on K472: gepadmin: 1. If you choose "Full Conversion" then Column BA (AMOUNT) and Column BB (TAXES) BOTH values will be convert based on selected Currency in (Column L). 2. If you choose "Partial Conversion" then Column BA (AMOUNT) only will be converted based on selected currency (Column L) and Column BB (TAXES) value (INR) will be added to the converted values.
Note on K473: gepadmin: 1. If you choose "Full Conversion" then Column BA (AMOUNT) and Column BB (TAXES) BOTH values will be convert based on selected Currency in (Column L). 2. If you choose "Partial Conversion" then Column BA (AMOUNT) only will be converted based on selected currency (Column L) and Column BB (TAXES) value (INR) will be added to the converted values.
Note on K474: gepadmin: 1. If you choose "Full Conversion" then Column BA (AMOUNT) and Column BB (TAXES) BOTH values will be convert based on selected Currency in (Column L). 2. If you choose "Partial Conversion" then Column BA (AMOUNT) only will be converted based on selected currency (Column L) and Column BB (TAXES) value (INR) will be added to the converted values.
Note on K475: gepadmin: 1. If you choose "Full Conversion" then Column BA (AMOUNT) and Column BB (TAXES) BOTH values will be convert based on selected Currency in (Column L). 2. If you choose "Partial Conversion" then Column BA (AMOUNT) only will be converted based on selected currency (Column L) and Column BB (TAXES) value (INR) will be added to the converted values.
Note on K477: gepadmin: 1. If you choose "Full Conversion" then Column BA (AMOUNT) and Column BB (TAXES) BOTH values will be convert based on selected Currency in (Column L). 2. If you choose "Partial Conversion" then Column BA (AMOUNT) only will be converted based on selected currency (Column L) and Column BB (TAXES) value (INR) will be added to the converted values.
Note on K479: gepadmin: 1. If you choose "Full Conversion" then Column BA (AMOUNT) and Column BB (TAXES) BOTH values will be convert based on selected Currency in (Column L). 2. If you choose "Partial Conversion" then Column BA (AMOUNT) only will be converted based on selected currency (Column L) and Column BB (TAXES) value (INR) will be added to the converted values.
Note on K480: gepadmin: 1. If you choose "Full Conversion" then Column BA (AMOUNT) and Column BB (TAXES) BOTH values will be convert based on selected Currency in (Column L). 2. If you choose "Partial Conversion" then Column BA (AMOUNT) only will be converted based on selected currency (Column L) and Column BB (TAXES) value (INR) will be added to the converted values.
Note on K483: gepadmin: 1. If you choose "Full Conversion" then Column BA (AMOUNT) and Column BB (TAXES) BOTH values will be convert based on selected Currency in (Column L). 2. If you choose "Partial Conversion" then Column BA (AMOUNT) only will be converted based on selected currency (Column L) and Column BB (TAXES) value (INR) will be added to the converted values.
Note on K484: gepadmin: 1. If you choose "Full Conversion" then Column BA (AMOUNT) and Column BB (TAXES) BOTH values will be convert based on selected Currency in (Column L). 2. If you choose "Partial Conversion" then Column BA (AMOUNT) only will be converted based on selected currency (Column L) and Column BB (TAXES) value (INR) will be added to the converted values.
Note on K486: gepadmin: 1. If you choose "Full Conversion" then Column BA (AMOUNT) and Column BB (TAXES) BOTH values will be convert based on selected Currency in (Column L). 2. If you choose "Partial Conversion" then Column BA (AMOUNT) only will be converted based on selected currency (Column L) and Column BB (TAXES) value (INR) will be added to the converted values.
Note on K487: gepadmin: 1. If you choose "Full Conversion" then Column BA (AMOUNT) and Column BB (TAXES) BOTH values will be convert based on selected Currency in (Column L). 2. If you choose "Partial Conversion" then Column BA (AMOUNT) only will be converted based on selected currency (Column L) and Column BB (TAXES) value (INR) will be added to the converted values.
Note on K489: gepadmin: 1. If you choose "Full Conversion" then Column BA (AMOUNT) and Column BB (TAXES) BOTH values will be convert based on selected Currency in (Column L). 2. If you choose "Partial Conversion" then Column BA (AMOUNT) only will be converted based on selected currency (Column L) and Column BB (TAXES) value (INR) will be added to the converted values.
Note on K492: gepadmin: 1. If you choose "Full Conversion" then Column BA (AMOUNT) and Column BB (TAXES) BOTH values will be convert based on selected Currency in (Column L). 2. If you choose "Partial Conversion" then Column BA (AMOUNT) only will be converted based on selected currency (Column L) and Column BB (TAXES) value (INR) will be added to the converted values.
Note on K493: gepadmin: 1. If you choose "Full Conversion" then Column BA (AMOUNT) and Column BB (TAXES) BOTH values will be convert based on selected Currency in (Column L). 2. If you choose "Partial Conversion" then Column BA (AMOUNT) only will be converted based on selected currency (Column L) and Column BB (TAXES) value (INR) will be added to the converted values.
Note on K495: gepadmin: 1. If you choose "Full Conversion" then Column BA (AMOUNT) and Column BB (TAXES) BOTH values will be convert based on selected Currency in (Column L). 2. If you choose "Partial Conversion" then Column BA (AMOUNT) only will be converted based on selected currency (Column L) and Column BB (TAXES) value (INR) will be added to the converted values.
Note on K497: gepadmin: 1. If you choose "Full Conversion" then Column BA (AMOUNT) and Column BB (TAXES) BOTH values will be convert based on selected Currency in (Column L). 2. If you choose "Partial Conversion" then Column BA (AMOUNT) only will be converted based on selected currency (Column L) and Column BB (TAXES) value (INR) will be added to the converted values.
Note on K498: gepadmin: 1. If you choose "Full Conversion" then Column BA (AMOUNT) and Column BB (TAXES) BOTH values will be convert based on selected Currency in (Column L). 2. If you choose "Partial Conversion" then Column BA (AMOUNT) only will be converted based on selected currency (Column L) and Column BB (TAXES) value (INR) will be added to the converted values.
Note on K499: gepadmin: 1. If you choose "Full Conversion" then Column BA (AMOUNT) and Column BB (TAXES) BOTH values will be convert based on selected Currency in (Column L). 2. If you choose "Partial Conversion" then Column BA (AMOUNT) only will be converted based on selected currency (Column L) and Column BB (TAXES) value (INR) will be added to the converted values.
Note on K500: gepadmin: 1. If you choose "Full Conversion" then Column BA (AMOUNT) and Column BB (TAXES) BOTH values will be convert based on selected Currency in (Column L). 2. If you choose "Partial Conversion" then Column BA (AMOUNT) only will be converted based on selected currency (Column L) and Column BB (TAXES) value (INR) will be added to the converted values.
Note on K503: gepadmin: 1. If you choose "Full Conversion" then Column BA (AMOUNT) and Column BB (TAXES) BOTH values will be convert based on selected Currency in (Column L). 2. If you choose "Partial Conversion" then Column BA (AMOUNT) only will be converted based on selected currency (Column L) and Column BB (TAXES) value (INR) will be added to the converted values.
Note on K504: gepadmin: 1. If you choose "Full Conversion" then Column BA (AMOUNT) and Column BB (TAXES) BOTH values will be convert based on selected Currency in (Column L). 2. If you choose "Partial Conversion" then Column BA (AMOUNT) only will be converted based on selected currency (Column L) and Column BB (TAXES) value (INR) will be added to the converted values.
Note on K506: gepadmin: 1. If you choose "Full Conversion" then Column BA (AMOUNT) and Column BB (TAXES) BOTH values will be convert based on selected Currency in (Column L). 2. If you choose "Partial Conversion" then Column BA (AMOUNT) only will be converted based on selected currency (Column L) and Column BB (TAXES) value (INR) will be added to the converted values.
Note on K507: gepadmin: 1. If you choose "Full Conversion" then Column BA (AMOUNT) and Column BB (TAXES) BOTH values will be convert based on selected Currency in (Column L). 2. If you choose "Partial Conversion" then Column BA (AMOUNT) only will be converted based on selected currency (Column L) and Column BB (TAXES) value (INR) will be added to the converted values.
Note on K508: gepadmin: 1. If you choose "Full Conversion" then Column BA (AMOUNT) and Column BB (TAXES) BOTH values will be convert based on selected Currency in (Column L). 2. If you choose "Partial Conversion" then Column BA (AMOUNT) only will be converted based on selected currency (Column L) and Column BB (TAXES) value (INR) will be added to the converted values.
Note on K509: gepadmin: 1. If you choose "Full Conversion" then Column BA (AMOUNT) and Column BB (TAXES) BOTH values will be convert based on selected Currency in (Column L). 2. If you choose "Partial Conversion" then Column BA (AMOUNT) only will be converted based on selected currency (Column L) and Column BB (TAXES) value (INR) will be added to the converted values.
Note on K511: gepadmin: 1. If you choose "Full Conversion" then Column BA (AMOUNT) and Column BB (TAXES) BOTH values will be convert based on selected Currency in (Column L). 2. If you choose "Partial Conversion" then Column BA (AMOUNT) only will be converted based on selected currency (Column L) and Column BB (TAXES) value (INR) will be added to the converted values.
Note on K512: gepadmin: 1. If you choose "Full Conversion" then Column BA (AMOUNT) and Column BB (TAXES) BOTH values will be convert based on selected Currency in (Column L). 2. If you choose "Partial Conversion" then Column BA (AMOUNT) only will be converted based on selected currency (Column L) and Column BB (TAXES) value (INR) will be added to the converted values.
Note on K514: gepadmin: 1. If you choose "Full Conversion" then Column BA (AMOUNT) and Column BB (TAXES) BOTH values will be convert based on selected Currency in (Column L). 2. If you choose "Partial Conversion" then Column BA (AMOUNT) only will be converted based on selected currency (Column L) and Column BB (TAXES) value (INR) will be added to the converted values.
Note on K517: gepadmin: 1. If you choose "Full Conversion" then Column BA (AMOUNT) and Column BB (TAXES) BOTH values will be convert based on selected Currency in (Column L). 2. If you choose "Partial Conversion" then Column BA (AMOUNT) only will be converted based on selected currency (Column L) and Column BB (TAXES) value (INR) will be added to the converted values.
Note on K518: gepadmin: 1. If you choose "Full Conversion" then Column BA (AMOUNT) and Column BB (TAXES) BOTH values will be convert based on selected Currency in (Column L). 2. If you choose "Partial Conversion" then Column BA (AMOUNT) only will be converted based on selected currency (Column L) and Column BB (TAXES) value (INR) will be added to the converted values.
Note on K520: gepadmin: 1. If you choose "Full Conversion" then Column BA (AMOUNT) and Column BB (TAXES) BOTH values will be convert based on selected Currency in (Column L). 2. If you choose "Partial Conversion" then Column BA (AMOUNT) only will be converted based on selected currency (Column L) and Column BB (TAXES) value (INR) will be added to the converted values.
Note on K521: gepadmin: 1. If you choose "Full Conversion" then Column BA (AMOUNT) and Column BB (TAXES) BOTH values will be convert based on selected Currency in (Column L). 2. If you choose "Partial Conversion" then Column BA (AMOUNT) only will be converted based on selected currency (Column L) and Column BB (TAXES) value (INR) will be added to the converted values.
Note on K523: gepadmin: 1. If you choose "Full Conversion" then Column BA (AMOUNT) and Column BB (TAXES) BOTH values will be convert based on selected Currency in (Column L). 2. If you choose "Partial Conversion" then Column BA (AMOUNT) only will be converted based on selected currency (Column L) and Column BB (TAXES) value (INR) will be added to the converted values.
Note on K524: gepadmin: 1. If you choose "Full Conversion" then Column BA (AMOUNT) and Column BB (TAXES) BOTH values will be convert based on selected Currency in (Column L). 2. If you choose "Partial Conversion" then Column BA (AMOUNT) only will be converted based on selected currency (Column L) and Column BB (TAXES) value (INR) will be added to the converted values.
Note on K527: gepadmin: 1. If you choose "Full Conversion" then Column BA (AMOUNT) and Column BB (TAXES) BOTH values will be convert based on selected Currency in (Column L). 2. If you choose "Partial Conversion" then Column BA (AMOUNT) only will be converted based on selected currency (Column L) and Column BB (TAXES) value (INR) will be added to the converted values.
Note on K528: gepadmin: 1. If you choose "Full Conversion" then Column BA (AMOUNT) and Column BB (TAXES) BOTH values will be convert based on selected Currency in (Column L). 2. If you choose "Partial Conversion" then Column BA (AMOUNT) only will be converted based on selected currency (Column L) and Column BB (TAXES) value (INR) will be added to the converted values.
Note on K531: gepadmin: 1. If you choose "Full Conversion" then Column BA (AMOUNT) and Column BB (TAXES) BOTH values will be convert based on selected Currency in (Column L). 2. If you choose "Partial Conversion" then Column BA (AMOUNT) only will be converted based on selected currency (Column L) and Column BB (TAXES) value (INR) will be added to the converted values.
Note on K532: gepadmin: 1. If you choose "Full Conversion" then Column BA (AMOUNT) and Column BB (TAXES) BOTH values will be convert based on selected Currency in (Column L). 2. If you choose "Partial Conversion" then Column BA (AMOUNT) only will be converted based on selected currency (Column L) and Column BB (TAXES) value (INR) will be added to the converted values.
Note on K535: gepadmin: 1. If you choose "Full Conversion" then Column BA (AMOUNT) and Column BB (TAXES) BOTH values will be convert based on selected Currency in (Column L). 2. If you choose "Partial Conversion" then Column BA (AMOUNT) only will be converted based on selected currency (Column L) and Column BB (TAXES) value (INR) will be added to the converted values.
Note on K536: gepadmin: 1. If you choose "Full Conversion" then Column BA (AMOUNT) and Column BB (TAXES) BOTH values will be convert based on selected Currency in (Column L). 2. If you choose "Partial Conversion" then Column BA (AMOUNT) only will be converted based on selected currency (Column L) and Column BB (TAXES) value (INR) will be added to the converted values.
Note on K539: gepadmin: 1. If you choose "Full Conversion" then Column BA (AMOUNT) and Column BB (TAXES) BOTH values will be convert based on selected Currency in (Column L). 2. If you choose "Partial Conversion" then Column BA (AMOUNT) only will be converted based on selected currency (Column L) and Column BB (TAXES) value (INR) will be added to the converted values.
Note on K540: gepadmin: 1. If you choose "Full Conversion" then Column BA (AMOUNT) and Column BB (TAXES) BOTH values will be convert based on selected Currency in (Column L). 2. If you choose "Partial Conversion" then Column BA (AMOUNT) only will be converted based on selected currency (Column L) and Column BB (TAXES) value (INR) will be added to the converted values.
Note on K543: gepadmin: 1. If you choose "Full Conversion" then Column BA (AMOUNT) and Column BB (TAXES) BOTH values will be convert based on selected Currency in (Column L). 2. If you choose "Partial Conversion" then Column BA (AMOUNT) only will be converted based on selected currency (Column L) and Column BB (TAXES) value (INR) will be added to the converted values.
Note on K544: gepadmin: 1. If you choose "Full Conversion" then Column BA (AMOUNT) and Column BB (TAXES) BOTH values will be convert based on selected Currency in (Column L). 2. If you choose "Partial Conversion" then Column BA (AMOUNT) only will be converted based on selected currency (Column L) and Column BB (TAXES) value (INR) will be added to the converted values.
Note on K547: gepadmin: 1. If you choose "Full Conversion" then Column BA (AMOUNT) and Column BB (TAXES) BOTH values will be convert based on selected Currency in (Column L). 2. If you choose "Partial Conversion" then Column BA (AMOUNT) only will be converted based on selected currency (Column L) and Column BB (TAXES) value (INR) will be added to the converted values.
Note on K548: gepadmin: 1. If you choose "Full Conversion" then Column BA (AMOUNT) and Column BB (TAXES) BOTH values will be convert based on selected Currency in (Column L). 2. If you choose "Partial Conversion" then Column BA (AMOUNT) only will be converted based on selected currency (Column L) and Column BB (TAXES) value (INR) will be added to the converted values.
Note on K550: gepadmin: 1. If you choose "Full Conversion" then Column BA (AMOUNT) and Column BB (TAXES) BOTH values will be convert based on selected Currency in (Column L). 2. If you choose "Partial Conversion" then Column BA (AMOUNT) only will be converted based on selected currency (Column L) and Column BB (TAXES) value (INR) will be added to the converted values.
Note on K551: gepadmin: 1. If you choose "Full Conversion" then Column BA (AMOUNT) and Column BB (TAXES) BOTH values will be convert based on selected Currency in (Column L). 2. If you choose "Partial Conversion" then Column BA (AMOUNT) only will be converted based on selected currency (Column L) and Column BB (TAXES) value (INR) will be added to the converted values.
Note on K553: gepadmin: 1. If you choose "Full Conversion" then Column BA (AMOUNT) and Column BB (TAXES) BOTH values will be convert based on selected Currency in (Column L). 2. If you choose "Partial Conversion" then Column BA (AMOUNT) only will be converted based on selected currency (Column L) and Column BB (TAXES) value (INR) will be added to the converted values.
Note on K554: gepadmin: 1. If you choose "Full Conversion" then Column BA (AMOUNT) and Column BB (TAXES) BOTH values will be convert based on selected Currency in (Column L). 2. If you choose "Partial Conversion" then Column BA (AMOUNT) only will be converted based on selected currency (Column L) and Column BB (TAXES) value (INR) will be added to the converted values.
Note on K556: gepadmin: 1. If you choose "Full Conversion" then Column BA (AMOUNT) and Column BB (TAXES) BOTH values will be convert based on selected Currency in (Column L). 2. If you choose "Partial Conversion" then Column BA (AMOUNT) only will be converted based on selected currency (Column L) and Column BB (TAXES) value (INR) will be added to the converted values.
Note on K559: gepadmin: 1. If you choose "Full Conversion" then Column BA (AMOUNT) and Column BB (TAXES) BOTH values will be convert based on selected Currency in (Column L). 2. If you choose "Partial Conversion" then Column BA (AMOUNT) only will be converted based on selected currency (Column L) and Column BB (TAXES) value (INR) will be added to the converted values.
Note on K560: gepadmin: 1. If you choose "Full Conversion" then Column BA (AMOUNT) and Column BB (TAXES) BOTH values will be convert based on selected Currency in (Column L). 2. If you choose "Partial Conversion" then Column BA (AMOUNT) only will be converted based on selected currency (Column L) and Column BB (TAXES) value (INR) will be added to the converted values.
Note on K562: gepadmin: 1. If you choose "Full Conversion" then Column BA (AMOUNT) and Column BB (TAXES) BOTH values will be convert based on selected Currency in (Column L). 2. If you choose "Partial Conversion" then Column BA (AMOUNT) only will be converted based on selected currency (Column L) and Column BB (TAXES) value (INR) will be added to the converted values.
Note on K563: gepadmin: 1. If you choose "Full Conversion" then Column BA (AMOUNT) and Column BB (TAXES) BOTH values will be convert based on selected Currency in (Column L). 2. If you choose "Partial Conversion" then Column BA (AMOUNT) only will be converted based on selected currency (Column L) and Column BB (TAXES) value (INR) will be added to the converted values.
Note on K565: gepadmin: 1. If you choose "Full Conversion" then Column BA (AMOUNT) and Column BB (TAXES) BOTH values will be convert based on selected Currency in (Column L). 2. If you choose "Partial Conversion" then Column BA (AMOUNT) only will be converted based on selected currency (Column L) and Column BB (TAXES) value (INR) will be added to the converted values.
Note on K566: gepadmin: 1. If you choose "Full Conversion" then Column BA (AMOUNT) and Column BB (TAXES) BOTH values will be convert based on selected Currency in (Column L). 2. If you choose "Partial Conversion" then Column BA (AMOUNT) only will be converted based on selected currency (Column L) and Column BB (TAXES) value (INR) will be added to the converted values.
Note on K567: gepadmin: 1. If you choose "Full Conversion" then Column BA (AMOUNT) and Column BB (TAXES) BOTH values will be convert based on selected Currency in (Column L). 2. If you choose "Partial Conversion" then Column BA (AMOUNT) only will be converted based on selected currency (Column L) and Column BB (TAXES) value (INR) will be added to the converted values.
Note on K569: gepadmin: 1. If you choose "Full Conversion" then Column BA (AMOUNT) and Column BB (TAXES) BOTH values will be convert based on selected Currency in (Column L). 2. If you choose "Partial Conversion" then Column BA (AMOUNT) only will be converted based on selected currency (Column L) and Column BB (TAXES) value (INR) will be added to the converted values.
Note on K570: gepadmin: 1. If you choose "Full Conversion" then Column BA (AMOUNT) and Column BB (TAXES) BOTH values will be convert based on selected Currency in (Column L). 2. If you choose "Partial Conversion" then Column BA (AMOUNT) only will be converted based on selected currency (Column L) and Column BB (TAXES) value (INR) will be added to the converted values.
Note on K572: gepadmin: 1. If you choose "Full Conversion" then Column BA (AMOUNT) and Column BB (TAXES) BOTH values will be convert based on selected Currency in (Column L). 2. If you choose "Partial Conversion" then Column BA (AMOUNT) only will be converted based on selected currency (Column L) and Column BB (TAXES) value (INR) will be added to the converted values.
Note on K574: gepadmin: 1. If you choose "Full Conversion" then Column BA (AMOUNT) and Column BB (TAXES) BOTH values will be convert based on selected Currency in (Column L). 2. If you choose "Partial Conversion" then Column BA (AMOUNT) only will be converted based on selected currency (Column L) and Column BB (TAXES) value (INR) will be added to the converted values.
Note on K575: gepadmin: 1. If you choose "Full Conversion" then Column BA (AMOUNT) and Column BB (TAXES) BOTH values will be convert based on selected Currency in (Column L). 2. If you choose "Partial Conversion" then Column BA (AMOUNT) only will be converted based on selected currency (Column L) and Column BB (TAXES) value (INR) will be added to the converted values.
Note on K578: gepadmin: 1. If you choose "Full Conversion" then Column BA (AMOUNT) and Column BB (TAXES) BOTH values will be convert based on selected Currency in (Column L). 2. If you choose "Partial Conversion" then Column BA (AMOUNT) only will be converted based on selected currency (Column L) and Column BB (TAXES) value (INR) will be added to the converted values.
Note on K579: gepadmin: 1. If you choose "Full Conversion" then Column BA (AMOUNT) and Column BB (TAXES) BOTH values will be convert based on selected Currency in (Column L). 2. If you choose "Partial Conversion" then Column BA (AMOUNT) only will be converted based on selected currency (Column L) and Column BB (TAXES) value (INR) will be added to the converted values.
Note on K581: gepadmin: 1. If you choose "Full Conversion" then Column BA (AMOUNT) and Column BB (TAXES) BOTH values will be convert based on selected Currency in (Column L). 2. If you choose "Partial Conversion" then Column BA (AMOUNT) only will be converted based on selected currency (Column L) and Column BB (TAXES) value (INR) will be added to the converted values.
Note on K582: gepadmin: 1. If you choose "Full Conversion" then Column BA (AMOUNT) and Column BB (TAXES) BOTH values will be convert based on selected Currency in (Column L). 2. If you choose "Partial Conversion" then Column BA (AMOUNT) only will be converted based on selected currency (Column L) and Column BB (TAXES) value (INR) will be added to the converted values.
Note on K583: gepadmin: 1. If you choose "Full Conversion" then Column BA (AMOUNT) and Column BB (TAXES) BOTH values will be convert based on selected Currency in (Column L). 2. If you choose "Partial Conversion" then Column BA (AMOUNT) only will be converted based on selected currency (Column L) and Column BB (TAXES) value (INR) will be added to the converted values.
Note on K584: gepadmin: 1. If you choose "Full Conversion" then Column BA (AMOUNT) and Column BB (TAXES) BOTH values will be convert based on selected Currency in (Column L). 2. If you choose "Partial Conversion" then Column BA (AMOUNT) only will be converted based on selected currency (Column L) and Column BB (TAXES) value (INR) will be added to the converted values.
Note on K585: gepadmin: 1. If you choose "Full Conversion" then Column BA (AMOUNT) and Column BB (TAXES) BOTH values will be convert based on selected Currency in (Column L). 2. If you choose "Partial Conversion" then Column BA (AMOUNT) only will be converted based on selected currency (Column L) and Column BB (TAXES) value (INR) will be added to the converted values.
Note on K586: gepadmin: 1. If you choose "Full Conversion" then Column BA (AMOUNT) and Column BB (TAXES) BOTH values will be convert based on selected Currency in (Column L). 2. If you choose "Partial Conversion" then Column BA (AMOUNT) only will be converted based on selected currency (Column L) and Column BB (TAXES) value (INR) will be added to the converted values.
Note on K587: gepadmin: 1. If you choose "Full Conversion" then Column BA (AMOUNT) and Column BB (TAXES) BOTH values will be convert based on selected Currency in (Column L). 2. If you choose "Partial Conversion" then Column BA (AMOUNT) only will be converted based on selected currency (Column L) and Column BB (TAXES) value (INR) will be added to the converted values.
Note on K588: gepadmin: 1. If you choose "Full Conversion" then Column BA (AMOUNT) and Column BB (TAXES) BOTH values will be convert based on selected Currency in (Column L). 2. If you choose "Partial Conversion" then Column BA (AMOUNT) only will be converted based on selected currency (Column L) and Column BB (TAXES) value (INR) will be added to the converted values.
Note on K589: gepadmin: 1. If you choose "Full Conversion" then Column BA (AMOUNT) and Column BB (TAXES) BOTH values will be convert based on selected Currency in (Column L). 2. If you choose "Partial Conversion" then Column BA (AMOUNT) only will be converted based on selected currency (Column L) and Column BB (TAXES) value (INR) will be added to the converted values.
Note on K590: gepadmin: 1. If you choose "Full Conversion" then Column BA (AMOUNT) and Column BB (TAXES) BOTH values will be convert based on selected Currency in (Column L). 2. If you choose "Partial Conversion" then Column BA (AMOUNT) only will be converted based on selected currency (Column L) and Column BB (TAXES) value (INR) will be added to the converted values.
Note on K591: gepadmin: 1. If you choose "Full Conversion" then Column BA (AMOUNT) and Column BB (TAXES) BOTH values will be convert based on selected Currency in (Column L). 2. If you choose "Partial Conversion" then Column BA (AMOUNT) only will be converted based on selected currency (Column L) and Column BB (TAXES) value (INR) will be added to the converted values.
Note on K592: gepadmin: 1. If you choose "Full Conversion" then Column BA (AMOUNT) and Column BB (TAXES) BOTH values will be convert based on selected Currency in (Column L). 2. If you choose "Partial Conversion" then Column BA (AMOUNT) only will be converted based on selected currency (Column L) and Column BB (TAXES) value (INR) will be added to the converted values.
Note on K593: gepadmin: 1. If you choose "Full Conversion" then Column BA (AMOUNT) and Column BB (TAXES) BOTH values will be convert based on selected Currency in (Column L). 2. If you choose "Partial Conversion" then Column BA (AMOUNT) only will be converted based on selected currency (Column L) and Column BB (TAXES) value (INR) will be added to the converted values.
Note on K594: gepadmin: 1. If you choose "Full Conversion" then Column BA (AMOUNT) and Column BB (TAXES) BOTH values will be convert based on selected Currency in (Column L). 2. If you choose "Partial Conversion" then Column BA (AMOUNT) only will be converted based on selected currency (Column L) and Column BB (TAXES) value (INR) will be added to the converted values.
Note on K595: gepadmin: 1. If you choose "Full Conversion" then Column BA (AMOUNT) and Column BB (TAXES) BOTH values will be convert based on selected Currency in (Column L). 2. If you choose "Partial Conversion" then Column BA (AMOUNT) only will be converted based on selected currency (Column L) and Column BB (TAXES) value (INR) will be added to the converted values.
Note on K596: gepadmin: 1. If you choose "Full Conversion" then Column BA (AMOUNT) and Column BB (TAXES) BOTH values will be convert based on selected Currency in (Column L). 2. If you choose "Partial Conversion" then Column BA (AMOUNT) only will be converted based on selected currency (Column L) and Column BB (TAXES) value (INR) will be added to the converted values.
Note on K597: gepadmin: 1. If you choose "Full Conversion" then Column BA (AMOUNT) and Column BB (TAXES) BOTH values will be convert based on selected Currency in (Column L). 2. If you choose "Partial Conversion" then Column BA (AMOUNT) only will be converted based on selected currency (Column L) and Column BB (TAXES) value (INR) will be added to the converted values.
Note on K598: gepadmin: 1. If you choose "Full Conversion" then Column BA (AMOUNT) and Column BB (TAXES) BOTH values will be convert based on selected Currency in (Column L). 2. If you choose "Partial Conversion" then Column BA (AMOUNT) only will be converted based on selected currency (Column L) and Column BB (TAXES) value (INR) will be added to the converted values.
Note on K599: gepadmin: 1. If you choose "Full Conversion" then Column BA (AMOUNT) and Column BB (TAXES) BOTH values will be convert based on selected Currency in (Column L). 2. If you choose "Partial Conversion" then Column BA (AMOUNT) only will be converted based on selected currency (Column L) and Column BB (TAXES) value (INR) will be added to the converted values.
Note on K600: gepadmin: 1. If you choose "Full Conversion" then Column BA (AMOUNT) and Column BB (TAXES) BOTH values will be convert based on selected Currency in (Column L). 2. If you choose "Partial Conversion" then Column BA (AMOUNT) only will be converted based on selected currency (Column L) and Column BB (TAXES) value (INR) will be added to the converted values.
Note on K601: gepadmin: 1. If you choose "Full Conversion" then Column BA (AMOUNT) and Column BB (TAXES) BOTH values will be convert based on selected Currency in (Column L). 2. If you choose "Partial Conversion" then Column BA (AMOUNT) only will be converted based on selected currency (Column L) and Column BB (TAXES) value (INR) will be added to the converted values.
Note on K602: gepadmin: 1. If you choose "Full Conversion" then Column BA (AMOUNT) and Column BB (TAXES) BOTH values will be convert based on selected Currency in (Column L). 2. If you choose "Partial Conversion" then Column BA (AMOUNT) only will be converted based on selected currency (Column L) and Column BB (TAXES) value (INR) will be added to the converted values.
Note on K603: gepadmin: 1. If you choose "Full Conversion" then Column BA (AMOUNT) and Column BB (TAXES) BOTH values will be convert based on selected Currency in (Column L). 2. If you choose "Partial Conversion" then Column BA (AMOUNT) only will be converted based on selected currency (Column L) and Column BB (TAXES) value (INR) will be added to the converted values.
Note on K604: gepadmin: 1. If you choose "Full Conversion" then Column BA (AMOUNT) and Column BB (TAXES) BOTH values will be convert based on selected Currency in (Column L). 2. If you choose "Partial Conversion" then Column BA (AMOUNT) only will be converted based on selected currency (Column L) and Column BB (TAXES) value (INR) will be added to the converted values.
Note on K605: gepadmin: 1. If you choose "Full Conversion" then Column BA (AMOUNT) and Column BB (TAXES) BOTH values will be convert based on selected Currency in (Column L). 2. If you choose "Partial Conversion" then Column BA (AMOUNT) only will be converted based on selected currency (Column L) and Column BB (TAXES) value (INR) will be added to the converted values.
Note on K607: gepadmin: 1. If you choose "Full Conversion" then Column BA (AMOUNT) and Column BB (TAXES) BOTH values will be convert based on selected Currency in (Column L). 2. If you choose "Partial Conversion" then Column BA (AMOUNT) only will be converted based on selected currency (Column L) and Column BB (TAXES) value (INR) will be added to the converted values.
Note on K608: gepadmin: 1. If you choose "Full Conversion" then Column BA (AMOUNT) and Column BB (TAXES) BOTH values will be convert based on selected Currency in (Column L). 2. If you choose "Partial Conversion" then Column BA (AMOUNT) only will be converted based on selected currency (Column L) and Column BB (TAXES) value (INR) will be added to the converted values.
Note on K609: gepadmin: 1. If you choose "Full Conversion" then Column BA (AMOUNT) and Column BB (TAXES) BOTH values will be convert based on selected Currency in (Column L). 2. If you choose "Partial Conversion" then Column BA (AMOUNT) only will be converted based on selected currency (Column L) and Column BB (TAXES) value (INR) will be added to the converted values.
Note on K610: gepadmin: 1. If you choose "Full Conversion" then Column BA (AMOUNT) and Column BB (TAXES) BOTH values will be convert based on selected Currency in (Column L). 2. If you choose "Partial Conversion" then Column BA (AMOUNT) only will be converted based on selected currency (Column L) and Column BB (TAXES) value (INR) will be added to the converted values.
Note on K611: gepadmin: 1. If you choose "Full Conversion" then Column BA (AMOUNT) and Column BB (TAXES) BOTH values will be convert based on selected Currency in (Column L). 2. If you choose "Partial Conversion" then Column BA (AMOUNT) only will be converted based on selected currency (Column L) and Column BB (TAXES) value (INR) will be added to the converted values.
Note on K612: gepadmin: 1. If you choose "Full Conversion" then Column BA (AMOUNT) and Column BB (TAXES) BOTH values will be convert based on selected Currency in (Column L). 2. If you choose "Partial Conversion" then Column BA (AMOUNT) only will be converted based on selected currency (Column L) and Column BB (TAXES) value (INR) will be added to the converted values.
Note on K613: gepadmin: 1. If you choose "Full Conversion" then Column BA (AMOUNT) and Column BB (TAXES) BOTH values will be convert based on selected Currency in (Column L). 2. If you choose "Partial Conversion" then Column BA (AMOUNT) only will be converted based on selected currency (Column L) and Column BB (TAXES) value (INR) will be added to the converted values.
Note on K614: gepadmin: 1. If you choose "Full Conversion" then Column BA (AMOUNT) and Column BB (TAXES) BOTH values will be convert based on selected Currency in (Column L). 2. If you choose "Partial Conversion" then Column BA (AMOUNT) only will be converted based on selected currency (Column L) and Column BB (TAXES) value (INR) will be added to the converted values.
Note on K615: gepadmin: 1. If you choose "Full Conversion" then Column BA (AMOUNT) and Column BB (TAXES) BOTH values will be convert based on selected Currency in (Column L). 2. If you choose "Partial Conversion" then Column BA (AMOUNT) only will be converted based on selected currency (Column L) and Column BB (TAXES) value (INR) will be added to the converted values.
Note on K616: gepadmin: 1. If you choose "Full Conversion" then Column BA (AMOUNT) and Column BB (TAXES) BOTH values will be convert based on selected Currency in (Column L). 2. If you choose "Partial Conversion" then Column BA (AMOUNT) only will be converted based on selected currency (Column L) and Column BB (TAXES) value (INR) will be added to the converted values.
Note on K618: gepadmin: 1. If you choose "Full Conversion" then Column BA (AMOUNT) and Column BB (TAXES) BOTH values will be convert based on selected Currency in (Column L). 2. If you choose "Partial Conversion" then Column BA (AMOUNT) only will be converted based on selected currency (Column L) and Column BB (TAXES) value (INR) will be added to the converted values.
Note on K619: gepadmin: 1. If you choose "Full Conversion" then Column BA (AMOUNT) and Column BB (TAXES) BOTH values will be convert based on selected Currency in (Column L). 2. If you choose "Partial Conversion" then Column BA (AMOUNT) only will be converted based on selected currency (Column L) and Column BB (TAXES) value (INR) will be added to the converted values.
Note on K620: gepadmin: 1. If you choose "Full Conversion" then Column BA (AMOUNT) and Column BB (TAXES) BOTH values will be convert based on selected Currency in (Column L). 2. If you choose "Partial Conversion" then Column BA (AMOUNT) only will be converted based on selected currency (Column L) and Column BB (TAXES) value (INR) will be added to the converted values.
Note on K621: gepadmin: 1. If you choose "Full Conversion" then Column BA (AMOUNT) and Column BB (TAXES) BOTH values will be convert based on selected Currency in (Column L). 2. If you choose "Partial Conversion" then Column BA (AMOUNT) only will be converted based on selected currency (Column L) and Column BB (TAXES) value (INR) will be added to the converted values.
Note on K622: gepadmin: 1. If you choose "Full Conversion" then Column BA (AMOUNT) and Column BB (TAXES) BOTH values will be convert based on selected Currency in (Column L). 2. If you choose "Partial Conversion" then Column BA (AMOUNT) only will be converted based on selected currency (Column L) and Column BB (TAXES) value (INR) will be added to the converted values.
Note on K623: gepadmin: 1. If you choose "Full Conversion" then Column BA (AMOUNT) and Column BB (TAXES) BOTH values will be convert based on selected Currency in (Column L). 2. If you choose "Partial Conversion" then Column BA (AMOUNT) only will be converted based on selected currency (Column L) and Column BB (TAXES) value (INR) will be added to the converted values.
Note on K624: gepadmin: 1. If you choose "Full Conversion" then Column BA (AMOUNT) and Column BB (TAXES) BOTH values will be convert based on selected Currency in (Column L). 2. If you choose "Partial Conversion" then Column BA (AMOUNT) only will be converted based on selected currency (Column L) and Column BB (TAXES) value (INR) will be added to the converted values.
Note on K625: gepadmin: 1. If you choose "Full Conversion" then Column BA (AMOUNT) and Column BB (TAXES) BOTH values will be convert based on selected Currency in (Column L). 2. If you choose "Partial Conversion" then Column BA (AMOUNT) only will be converted based on selected currency (Column L) and Column BB (TAXES) value (INR) will be added to the converted values.
Note on K626: gepadmin: 1. If you choose "Full Conversion" then Column BA (AMOUNT) and Column BB (TAXES) BOTH values will be convert based on selected Currency in (Column L). 2. If you choose "Partial Conversion" then Column BA (AMOUNT) only will be converted based on selected currency (Column L) and Column BB (TAXES) value (INR) will be added to the converted values.
Note on K627: gepadmin: 1. If you choose "Full Conversion" then Column BA (AMOUNT) and Column BB (TAXES) BOTH values will be convert based on selected Currency in (Column L). 2. If you choose "Partial Conversion" then Column BA (AMOUNT) only will be converted based on selected currency (Column L) and Column BB (TAXES) value (INR) will be added to the converted values.
Note on K628: gepadmin: 1. If you choose "Full Conversion" then Column BA (AMOUNT) and Column BB (TAXES) BOTH values will be convert based on selected Currency in (Column L). 2. If you choose "Partial Conversion" then Column BA (AMOUNT) only will be converted based on selected currency (Column L) and Column BB (TAXES) value (INR) will be added to the converted values.
Note on K629: gepadmin: 1. If you choose "Full Conversion" then Column BA (AMOUNT) and Column BB (TAXES) BOTH values will be convert based on selected Currency in (Column L). 2. If you choose "Partial Conversion" then Column BA (AMOUNT) only will be converted based on selected currency (Column L) and Column BB (TAXES) value (INR) will be added to the converted values.
Note on K630: gepadmin: 1. If you choose "Full Conversion" then Column BA (AMOUNT) and Column BB (TAXES) BOTH values will be convert based on selected Currency in (Column L). 2. If you choose "Partial Conversion" then Column BA (AMOUNT) only will be converted based on selected currency (Column L) and Column BB (TAXES) value (INR) will be added to the converted values.
Note on K631: gepadmin: 1. If you choose "Full Conversion" then Column BA (AMOUNT) and Column BB (TAXES) BOTH values will be convert based on selected Currency in (Column L). 2. If you choose "Partial Conversion" then Column BA (AMOUNT) only will be converted based on selected currency (Column L) and Column BB (TAXES) value (INR) will be added to the converted values.
Note on K632: gepadmin: 1. If you choose "Full Conversion" then Column BA (AMOUNT) and Column BB (TAXES) BOTH values will be convert based on selected Currency in (Column L). 2. If you choose "Partial Conversion" then Column BA (AMOUNT) only will be converted based on selected currency (Column L) and Column BB (TAXES) value (INR) will be added to the converted values.
Note on K634: gepadmin: 1. If you choose "Full Conversion" then Column BA (AMOUNT) and Column BB (TAXES) BOTH values will be convert based on selected Currency in (Column L). 2. If you choose "Partial Conversion" then Column BA (AMOUNT) only will be converted based on selected currency (Column L) and Column BB (TAXES) value (INR) will be added to the converted values.
Note on K635: gepadmin: 1. If you choose "Full Conversion" then Column BA (AMOUNT) and Column BB (TAXES) BOTH values will be convert based on selected Currency in (Column L). 2. If you choose "Partial Conversion" then Column BA (AMOUNT) only will be converted based on selected currency (Column L) and Column BB (TAXES) value (INR) will be added to the converted values.
Note on K636: gepadmin: 1. If you choose "Full Conversion" then Column BA (AMOUNT) and Column BB (TAXES) BOTH values will be convert based on selected Currency in (Column L). 2. If you choose "Partial Conversion" then Column BA (AMOUNT) only will be converted based on selected currency (Column L) and Column BB (TAXES) value (INR) will be added to the converted values.
Note on K637: gepadmin: 1. If you choose "Full Conversion" then Column BA (AMOUNT) and Column BB (TAXES) BOTH values will be convert based on selected Currency in (Column L). 2. If you choose "Partial Conversion" then Column BA (AMOUNT) only will be converted based on selected currency (Column L) and Column BB (TAXES) value (INR) will be added to the converted values.
Note on K639: gepadmin: 1. If you choose "Full Conversion" then Column BA (AMOUNT) and Column BB (TAXES) BOTH values will be convert based on selected Currency in (Column L). 2. If you choose "Partial Conversion" then Column BA (AMOUNT) only will be converted based on selected currency (Column L) and Column BB (TAXES) value (INR) will be added to the converted values.
Note on K640: gepadmin: 1. If you choose "Full Conversion" then Column BA (AMOUNT) and Column BB (TAXES) BOTH values will be convert based on selected Currency in (Column L). 2. If you choose "Partial Conversion" then Column BA (AMOUNT) only will be converted based on selected currency (Column L) and Column BB (TAXES) value (INR) will be added to the converted values.
Note on K641: gepadmin: 1. If you choose "Full Conversion" then Column BA (AMOUNT) and Column BB (TAXES) BOTH values will be convert based on selected Currency in (Column L). 2. If you choose "Partial Conversion" then Column BA (AMOUNT) only will be converted based on selected currency (Column L) and Column BB (TAXES) value (INR) will be added to the converted values.
Note on K642: gepadmin: 1. If you choose "Full Conversion" then Column BA (AMOUNT) and Column BB (TAXES) BOTH values will be convert based on selected Currency in (Column L). 2. If you choose "Partial Conversion" then Column BA (AMOUNT) only will be converted based on selected currency (Column L) and Column BB (TAXES) value (INR) will be added to the converted values.
Note on K643: gepadmin: 1. If you choose "Full Conversion" then Column BA (AMOUNT) and Column BB (TAXES) BOTH values will be convert based on selected Currency in (Column L). 2. If you choose "Partial Conversion" then Column BA (AMOUNT) only will be converted based on selected currency (Column L) and Column BB (TAXES) value (INR) will be added to the converted values.
Note on K644: gepadmin: 1. If you choose "Full Conversion" then Column BA (AMOUNT) and Column BB (TAXES) BOTH values will be convert based on selected Currency in (Column L). 2. If you choose "Partial Conversion" then Column BA (AMOUNT) only will be converted based on selected currency (Column L) and Column BB (TAXES) value (INR) will be added to the converted values.
Note on K645: gepadmin: 1. If you choose "Full Conversion" then Column BA (AMOUNT) and Column BB (TAXES) BOTH values will be convert based on selected Currency in (Column L). 2. If you choose "Partial Conversion" then Column BA (AMOUNT) only will be converted based on selected currency (Column L) and Column BB (TAXES) value (INR) will be added to the converted values.
Note on K646: gepadmin: 1. If you choose "Full Conversion" then Column BA (AMOUNT) and Column BB (TAXES) BOTH values will be convert based on selected Currency in (Column L). 2. If you choose "Partial Conversion" then Column BA (AMOUNT) only will be converted based on selected currency (Column L) and Column BB (TAXES) value (INR) will be added to the converted values.
Note on K647: gepadmin: 1. If you choose "Full Conversion" then Column BA (AMOUNT) and Column BB (TAXES) BOTH values will be convert based on selected Currency in (Column L). 2. If you choose "Partial Conversion" then Column BA (AMOUNT) only will be converted based on selected currency (Column L) and Column BB (TAXES) value (INR) will be added to the converted values.
Note on K648: gepadmin: 1. If you choose "Full Conversion" then Column BA (AMOUNT) and Column BB (TAXES) BOTH values will be convert based on selected Currency in (Column L). 2. If you choose "Partial Conversion" then Column BA (AMOUNT) only will be converted based on selected currency (Column L) and Column BB (TAXES) value (INR) will be added to the converted values.
Note on K649: gepadmin: 1. If you choose "Full Conversion" then Column BA (AMOUNT) and Column BB (TAXES) BOTH values will be convert based on selected Currency in (Column L). 2. If you choose "Partial Conversion" then Column BA (AMOUNT) only will be converted based on selected currency (Column L) and Column BB (TAXES) value (INR) will be added to the converted values.
Note on K650: gepadmin: 1. If you choose "Full Conversion" then Column BA (AMOUNT) and Column BB (TAXES) BOTH values will be convert based on selected Currency in (Column L). 2. If you choose "Partial Conversion" then Column BA (AMOUNT) only will be converted based on selected currency (Column L) and Column BB (TAXES) value (INR) will be added to the converted values.
Note on K651: gepadmin: 1. If you choose "Full Conversion" then Column BA (AMOUNT) and Column BB (TAXES) BOTH values will be convert based on selected Currency in (Column L). 2. If you choose "Partial Conversion" then Column BA (AMOUNT) only will be converted based on selected currency (Column L) and Column BB (TAXES) value (INR) will be added to the converted values.
Note on K652: gepadmin: 1. If you choose "Full Conversion" then Column BA (AMOUNT) and Column BB (TAXES) BOTH values will be convert based on selected Currency in (Column L). 2. If you choose "Partial Conversion" then Column BA (AMOUNT) only will be converted based on selected currency (Column L) and Column BB (TAXES) value (INR) will be added to the converted values.
Note on K653: gepadmin: 1. If you choose "Full Conversion" then Column BA (AMOUNT) and Column BB (TAXES) BOTH values will be convert based on selected Currency in (Column L). 2. If you choose "Partial Conversion" then Column BA (AMOUNT) only will be converted based on selected currency (Column L) and Column BB (TAXES) value (INR) will be added to the converted values.
Note on K654: gepadmin: 1. If you choose "Full Conversion" then Column BA (AMOUNT) and Column BB (TAXES) BOTH values will be convert based on selected Currency in (Column L). 2. If you choose "Partial Conversion" then Column BA (AMOUNT) only will be converted based on selected currency (Column L) and Column BB (TAXES) value (INR) will be added to the converted values.
Note on K655: gepadmin: 1. If you choose "Full Conversion" then Column BA (AMOUNT) and Column BB (TAXES) BOTH values will be convert based on selected Currency in (Column L). 2. If you choose "Partial Conversion" then Column BA (AMOUNT) only will be converted based on selected currency (Column L) and Column BB (TAXES) value (INR) will be added to the converted values.
Note on K656: gepadmin: 1. If you choose "Full Conversion" then Column BA (AMOUNT) and Column BB (TAXES) BOTH values will be convert based on selected Currency in (Column L). 2. If you choose "Partial Conversion" then Column BA (AMOUNT) only will be converted based on selected currency (Column L) and Column BB (TAXES) value (INR) will be added to the converted values.
Note on K657: gepadmin: 1. If you choose "Full Conversion" then Column BA (AMOUNT) and Column BB (TAXES) BOTH values will be convert based on selected Currency in (Column L). 2. If you choose "Partial Conversion" then Column BA (AMOUNT) only will be converted based on selected currency (Column L) and Column BB (TAXES) value (INR) will be added to the converted values.
Note on K658: gepadmin: 1. If you choose "Full Conversion" then Column BA (AMOUNT) and Column BB (TAXES) BOTH values will be convert based on selected Currency in (Column L). 2. If you choose "Partial Conversion" then Column BA (AMOUNT) only will be converted based on selected currency (Column L) and Column BB (TAXES) value (INR) will be added to the converted values.
Note on K659: gepadmin: 1. If you choose "Full Conversion" then Column BA (AMOUNT) and Column BB (TAXES) BOTH values will be convert based on selected Currency in (Column L). 2. If you choose "Partial Conversion" then Column BA (AMOUNT) only will be converted based on selected currency (Column L) and Column BB (TAXES) value (INR) will be added to the converted values.
Note on K660: gepadmin: 1. If you choose "Full Conversion" then Column BA (AMOUNT) and Column BB (TAXES) BOTH values will be convert based on selected Currency in (Column L). 2. If you choose "Partial Conversion" then Column BA (AMOUNT) only will be converted based on selected currency (Column L) and Column BB (TAXES) value (INR) will be added to the converted values.
Note on K661: gepadmin: 1. If you choose "Full Conversion" then Column BA (AMOUNT) and Column BB (TAXES) BOTH values will be convert based on selected Currency in (Column L). 2. If you choose "Partial Conversion" then Column BA (AMOUNT) only will be converted based on selected currency (Column L) and Column BB (TAXES) value (INR) will be added to the converted values.
Note on K662: gepadmin: 1. If you choose "Full Conversion" then Column BA (AMOUNT) and Column BB (TAXES) BOTH values will be convert based on selected Currency in (Column L). 2. If you choose "Partial Conversion" then Column BA (AMOUNT) only will be converted based on selected currency (Column L) and Column BB (TAXES) value (INR) will be added to the converted values.
Note on K663: gepadmin: 1. If you choose "Full Conversion" then Column BA (AMOUNT) and Column BB (TAXES) BOTH values will be convert based on selected Currency in (Column L). 2. If you choose "Partial Conversion" then Column BA (AMOUNT) only will be converted based on selected currency (Column L) and Column BB (TAXES) value (INR) will be added to the converted values.
Note on K664: gepadmin: 1. If you choose "Full Conversion" then Column BA (AMOUNT) and Column BB (TAXES) BOTH values will be convert based on selected Currency in (Column L). 2. If you choose "Partial Conversion" then Column BA (AMOUNT) only will be converted based on selected currency (Column L) and Column BB (TAXES) value (INR) will be added to the converted values.
Note on K665: gepadmin: 1. If you choose "Full Conversion" then Column BA (AMOUNT) and Column BB (TAXES) BOTH values will be convert based on selected Currency in (Column L). 2. If you choose "Partial Conversion" then Column BA (AMOUNT) only will be converted based on selected currency (Column L) and Column BB (TAXES) value (INR) will be added to the converted values.
Note on K666: gepadmin: 1. If you choose "Full Conversion" then Column BA (AMOUNT) and Column BB (TAXES) BOTH values will be convert based on selected Currency in (Column L). 2. If you choose "Partial Conversion" then Column BA (AMOUNT) only will be converted based on selected currency (Column L) and Column BB (TAXES) value (INR) will be added to the converted values.
Note on K667: gepadmin: 1. If you choose "Full Conversion" then Column BA (AMOUNT) and Column BB (TAXES) BOTH values will be convert based on selected Currency in (Column L). 2. If you choose "Partial Conversion" then Column BA (AMOUNT) only will be converted based on selected currency (Column L) and Column BB (TAXES) value (INR) will be added to the converted values.
Note on K668: gepadmin: 1. If you choose "Full Conversion" then Column BA (AMOUNT) and Column BB (TAXES) BOTH values will be convert based on selected Currency in (Column L). 2. If you choose "Partial Conversion" then Column BA (AMOUNT) only will be converted based on selected currency (Column L) and Column BB (TAXES) value (INR) will be added to the converted values.
Note on K669: gepadmin: 1. If you choose "Full Conversion" then Column BA (AMOUNT) and Column BB (TAXES) BOTH values will be convert based on selected Currency in (Column L). 2. If you choose "Partial Conversion" then Column BA (AMOUNT) only will be converted based on selected currency (Column L) and Column BB (TAXES) value (INR) will be added to the converted values.
Note on K670: gepadmin: 1. If you choose "Full Conversion" then Column BA (AMOUNT) and Column BB (TAXES) BOTH values will be convert based on selected Currency in (Column L). 2. If you choose "Partial Conversion" then Column BA (AMOUNT) only will be converted based on selected currency (Column L) and Column BB (TAXES) value (INR) will be added to the converted values.
Note on K671: gepadmin: 1. If you choose "Full Conversion" then Column BA (AMOUNT) and Column BB (TAXES) BOTH values will be convert based on selected Currency in (Column L). 2. If you choose "Partial Conversion" then Column BA (AMOUNT) only will be converted based on selected currency (Column L) and Column BB (TAXES) value (INR) will be added to the converted values.
Note on K672: gepadmin: 1. If you choose "Full Conversion" then Column BA (AMOUNT) and Column BB (TAXES) BOTH values will be convert based on selected Currency in (Column L). 2. If you choose "Partial Conversion" then Column BA (AMOUNT) only will be converted based on selected currency (Column L) and Column BB (TAXES) value (INR) will be added to the converted values.
Note on K673: gepadmin: 1. If you choose "Full Conversion" then Column BA (AMOUNT) and Column BB (TAXES) BOTH values will be convert based on selected Currency in (Column L). 2. If you choose "Partial Conversion" then Column BA (AMOUNT) only will be converted based on selected currency (Column L) and Column BB (TAXES) value (INR) will be added to the converted values.
Note on K674: gepadmin: 1. If you choose "Full Conversion" then Column BA (AMOUNT) and Column BB (TAXES) BOTH values will be convert based on selected Currency in (Column L). 2. If you choose "Partial Conversion" then Column BA (AMOUNT) only will be converted based on selected currency (Column L) and Column BB (TAXES) value (INR) will be added to the converted values.
Note on K675: gepadmin: 1. If you choose "Full Conversion" then Column BA (AMOUNT) and Column BB (TAXES) BOTH values will be convert based on selected Currency in (Column L). 2. If you choose "Partial Conversion" then Column BA (AMOUNT) only will be converted based on selected currency (Column L) and Column BB (TAXES) value (INR) will be added to the converted values.
Note on K676: gepadmin: 1. If you choose "Full Conversion" then Column BA (AMOUNT) and Column BB (TAXES) BOTH values will be convert based on selected Currency in (Column L). 2. If you choose "Partial Conversion" then Column BA (AMOUNT) only will be converted based on selected currency (Column L) and Column BB (TAXES) value (INR) will be added to the converted values.
Note on K677: gepadmin: 1. If you choose "Full Conversion" then Column BA (AMOUNT) and Column BB (TAXES) BOTH values will be convert based on selected Currency in (Column L). 2. If you choose "Partial Conversion" then Column BA (AMOUNT) only will be converted based on selected currency (Column L) and Column BB (TAXES) value (INR) will be added to the converted values.
Note on K678: gepadmin: 1. If you choose "Full Conversion" then Column BA (AMOUNT) and Column BB (TAXES) BOTH values will be convert based on selected Currency in (Column L). 2. If you choose "Partial Conversion" then Column BA (AMOUNT) only will be converted based on selected currency (Column L) and Column BB (TAXES) value (INR) will be added to the converted values.
Note on K679: gepadmin: 1. If you choose "Full Conversion" then Column BA (AMOUNT) and Column BB (TAXES) BOTH values will be convert based on selected Currency in (Column L). 2. If you choose "Partial Conversion" then Column BA (AMOUNT) only will be converted based on selected currency (Column L) and Column BB (TAXES) value (INR) will be added to the converted values.
Validate
Print
Help

## Macros
Please Enable Macros to View BoQ information