## BoQ1 (hidden)
Percentage BoQ
BoQ_Ver3.1 | Percentage | Normal | INR Only | INR
Select, At Par, Excess (+), Less (-) |  | IOCL
Tender Inviting Authority: Superintending Engineer, IWD, IIT, Kanpur
Name of Work:Civil work for housing of chamber E.M.I / E.M.C facility in TA-202 ( workshop-I).
Contract No: 42/C/D2/2021-22/01
Name of the Bidder/ Bidding Firm / Company :
PRICE SCHEDULE (This BOQ template must not be modified/replaced by the bidder and the same should be uploaded after filling the relevant columns, else the bidder is liable to be rejected for this tender. Bidders are allowed to enter the Bidder Name and Values only )
NUMBER # | TEXT # | TEXT # | NUMBER # | TEXT # | NUMBER | NUMBER | TEXT | TEXT # | NUMBER # | TEXT# | TEXT # | NUMBER # | NUMBER | NUMBER | NUMBER | NUMBER | TEXT | TEXT | NUMBER | NUMBER | NUMBER | NUMBER | TEXT | TEXT | NUMBER | NUMBER | NUMBER | NUMBER | TEXT | TEXT | NUMBER | NUMBER | NUMBER | NUMBER | TEXT | TEXT | NUMBER | NUMBER | NUMBER | NUMBER | TEXT | TEXT | NUMBER | NUMBER | NUMBER # | NUMBER # | TEXT | TEXT | NUMBER # | NUMBER # | DATE | NUMBER # | NUMBER # | TEXT #
Sl. No. | Item Description | Item Code / Make | Quantity | Units | Estimated Rate in Rs. P |  |  | Addition / Deduction | Addition / Deduction Values | Currency Convertion against each Item | Quoted Currency in INR / Other Currency | BASIC RATE In Figures To be entered by the Bidder Rs. P | Excise Duty | VAT | Freight Charges ( Unloading & Stacking) | Any Other Taxes/Duties/Levies |  |  | Other Taxes 2 | IIIrd Party i.e DGS&D / RITES etc Inspection Charges @0.34%+Service Tax | Less for Cenvat Credit,if any respect of Supplies Under full Excise Duty Category | [30 empty] | TOTAL AMOUNT in Rs. P | TOTAL AMOUNT With Taxes | TOTAL AMOUNT In Words
1 | 2 | 3 | 4 | 5 | 6 | 7 | 8 | 9 | 10 | 11 | 12 | 13 | 14 | 15 | 16 | 17 | 18 | 19 | 20 | 21 | 22 | 23 | 24 | 25 | 26 | 27 | 28 | 29 | 30 | 31 | 32 | 33 | 34 | 35 | 36 | 37 | 38 | 39 | 40 | 41 | 42 | 43 | 44 | 45 | 46 | 47 | 48 | 49 | 50 | 51 | 52 | 7 | 54 | 8
1 | CARRIAGE OF MATERIALS | item no.1 | [52 empty] | 1 | CARRIAGE OF MATERIALS | item no.1 |  |  | Construction of chamber for 100mm sluices valve | item1 | 10 | 1 Nos
1.01 | By Mechanical Transport including loading,unloading and stacking | item no.2 | [52 empty] | 1.01 | By Mechanical Transport including loading,unloading and stacking | item no.2 |  |  | Supplying, Conveying and fixing spls. Including eart | item1 | 123.223 | Nos
1.02 | Earth Lead - 2 km | item no.3 | 16.2 | cum | 162.91 |  |  | Excess(+) | 1 | Full Conversion | INR | [40 empty] | #VALUE! | #VALUE! | #VALUE! | 1.02 | Earth Lead - 2 km | item no.3 | 16.2 | cum | Construction of chamber for 100mm sluice plates | item2 | 213 | Nos
2 | EARTH WORK | item no.4 | [52 empty] | 2 | EARTH WORK | item no.4
2.01 | Earth work in excavation by mechanical means (Hydraulic excavator) / manual means in foundation trenches or drains (not exceeding 1.5 m in width or 10 sqm on plan), including dressing of sides and ramming of bottoms, lift upto 1.5 m, including getting out the excavated soil and disposal of surplus excavated soil as directed, within a lead of 50 m. | item no.5 | [52 empty] | 2.01 | Earth work in excavation by mechanical means (Hydraulic excavator) / manual means in foundation trenches or drains (not exceeding 1.5 m in width or 10 sqm on plan), including dressing of sides and ramming of bottoms, lift upto 1.5 m, including getting out the excavated soil and disposal of surplus excavated soil as directed, within a lead of 50 m. | item no.5
2.02 | All kinds of soil. | item no.6 | 27 | cum | 221.21 |  |  | Excess(+) | 1 | Full Conversion | INR | [40 empty] | #VALUE! | #VALUE! | #VALUE! | 2.02 | All kinds of soil. | item no.6 | 27 | cum
2.03 | Excavating trenches of required width for pipes, cables, etc including excavation for sockets, and dressing of sides, ramming of bottoms, depth upto 1.5 m, including getting out the excavated soil, and then returning the soil as required, in layers not exceeding 20 cm in depth, including consolidating each deposited layer by ramming, watering, etc. and disposing of surplus excavated soil as directed, within a lead of 50 m : | item no.7 | [52 empty] | 2.03 | Excavating trenches of required width for pipes, cables, etc including excavation for sockets, and dressing of sides, ramming of bottoms, depth upto 1.5 m, including getting out the excavated soil, and then returning the soil as required, in layers not exceeding 20 cm in depth, including consolidating each deposited layer by ramming, watering, etc. and disposing of surplus excavated soil as directed, within a lead of 50 m : | item no.7
2.04 | All kinds of soil | item no.8 | [52 empty] | 2.04 | All kinds of soil | item no.8 |  |  | Construction of chamber for 100mm sluices valve | item3 | 10 | Nos
2.05 | Pipes, cables etc. exceeding 80 mm dia. but not exceeding 300 mm dia | item no.9 | 16 | metre | 319.33 |  |  | Excess(+) | 1 | Full Conversion | INR | [40 empty] | #VALUE! | #VALUE! | #VALUE! | 2.05 | Pipes, cables etc. exceeding 80 mm dia. but not exceeding 300 mm dia | item no.9 | 16 | metre
2.06 | Filling available excavated earth (excluding rock) in trenches, plinth, sides of foundations etc. in layers not exceeding 20cm in depth, consolidating each deposited layer by ramming and watering, lead up to 50 m and lift upto 1.5 m. | item no.10 | 10.8 | cum | 192.59 |  |  | Excess(+) | 1 | Full Conversion | INR | [40 empty] | #VALUE! | #VALUE! | #VALUE! | 2.06 | Filling available excavated earth (excluding rock) in trenches, plinth, sides of foundations etc. in layers not exceeding 20cm in depth, consolidating each deposited layer by ramming and watering, lead up to 50 m and lift upto 1.5 m. | item no.10 | 10.8 | cum | Supplying, Conveying and fixing spls. Including eart | item1 | 123.223 | Nos
2.07 | Surface dressing of the ground including removing vegetation and in-equalities not exceeding 15 cm deep and disposal of rubbish, lead up to 50 m and lift up to 1.5 m. | item no.11 | [52 empty] | 2.07 | Surface dressing of the ground including removing vegetation and in-equalities not exceeding 15 cm deep and disposal of rubbish, lead up to 50 m and lift up to 1.5 m. | item no.11 |  |  | Supplying, Conveying and fixing spls. Including ea | item4 | 10 | Nos
2.08 | All kinds of soil | item no.12 | 230 | sqm | 21.35 |  |  | Excess(+) | 1 | Full Conversion | INR | [40 empty] | #VALUE! | #VALUE! | #VALUE! | 2.08 | All kinds of soil | item no.12 | 230 | sqm
3 | CONCRETE WORK | item no.13 | [52 empty] | 3 | CONCRETE WORK | item no.13 |  |  | Construction of chamber for 100mm sluice plates | item2 | 213 | Nos
3.01 | Providing and laying in position cement concrete of specified grade excluding the cost of centering and shuttering - All work up to plinth level : | item no.14 | [52 empty] | 3.01 | Providing and laying in position cement concrete of specified grade excluding the cost of centering and shuttering - All work up to plinth level : | item no.14
3.02 | 1:2:4 (1 cement : 2 coarse sand (zone-III) derived from natural sources: 4 graded stone aggregate 20 mm nominal size derived from natural sources). | item no.15 | 1.7 | cum | 5952.3 |  |  | Excess(+) | 1 | Full Conversion | INR | [40 empty] | #VALUE! | #VALUE! | #VALUE! | 3.02 | 1:2:4 (1 cement : 2 coarse sand (zone-III) derived from natural sources: 4 graded stone aggregate 20 mm nominal size derived from natural sources). | item no.15 | 1.7 | cum
3.03 | 1:4:8 (1 Cement : 4 coarse sand (zone-III) derived from natural sources : 8 graded stone aggregate 40 mm nominal size derived from natural sources). | item no.16 | 31.27 | cum | 5076.37 |  |  | Excess(+) | 1 | Full Conversion | INR | [40 empty] | #VALUE! | #VALUE! | #VALUE! | 3.03 | 1:4:8 (1 Cement : 4 coarse sand (zone-III) derived from natural sources : 8 graded stone aggregate 40 mm nominal size derived from natural sources). | item no.16 | 31.27 | cum
3.04 | Providing and laying cement concrete in retaining walls, return walls, walls (any thickness) including attached pilasters, columns, piers, abutments, pillars, posts, struts, buttresses, string or lacing courses, parapets, coping, bed blocks, anchor blocks, plain window sills, fillets, sunken floor etc., up to floor five level, excluding the cost of centering, shuttering and finishing : | item no.17 | [52 empty] | 3.04 | Providing and laying cement concrete in retaining walls, return walls, walls (any thickness) including attached pilasters, columns, piers, abutments, pillars, posts, struts, buttresses, string or lacing courses, parapets, coping, bed blocks, anchor blocks, plain window sills, fillets, sunken floor etc., up to floor five level, excluding the cost of centering, shuttering and finishing : | item no.17
3.05 | 1:1½:3 (1 cement : 1½ coarse sand (zone-III) derived from natural sources : 3 graded stone aggregate 20 mm nominal size derived from natural sources). | item no.18 | 1.65 | cum | 7870.62 |  |  | Excess(+) | 1 | Full Conversion | INR | [40 empty] | #VALUE! | #VALUE! | #VALUE! | 3.05 | 1:1½:3 (1 cement : 1½ coarse sand (zone-III) derived from natural sources : 3 graded stone aggregate 20 mm nominal size derived from natural sources). | item no.18 | 1.65 | cum
3.06 | Providing and laying damp-proof course 40mm thick with cement concrete 1:2:4 (1 cement : 2 coarse sand derived from natural sources): 4 graded stone aggregate 12.5mm nominal size derived from natural sources) | item no.19 | 3.05 | sqm | 305.04 |  |  | Excess(+) | 1 | Full Conversion | INR | [40 empty] | #VALUE! | #VALUE! | #VALUE! | 3.06 | Providing and laying damp-proof course 40mm thick with cement concrete 1:2:4 (1 cement : 2 coarse sand derived from natural sources): 4 graded stone aggregate 12.5mm nominal size derived from natural sources) | item no.19 | 3.05 | sqm
3.07 | Extra for providing and mixing water proofing material in cement concrete work in doses by weight of cement as per manufacturer's specification. | item no.20 | 1 | per 50kg cement | 49.58 |  |  | Excess(+) | 1 | Full Conversion | INR | [40 empty] | #VALUE! | #VALUE! | #VALUE! | 3.07 | Extra for providing and mixing water proofing material in cement concrete work in doses by weight of cement as per manufacturer's specification. | item no.20 | 1 | per 50kg cement
3.08 | Providing & applying a coat of residual petroleum bitumen of grade of VG-10 of approved quality using 1.7kg per square metre on damp proof course after cleaning the surface with brushes and finally with apiece of cloth lightly soaked in kerosene oil. | item no.21 | 3.05 | sqm | 96.44 |  |  | Excess(+) | 1 | Full Conversion | INR | [40 empty] | #VALUE! | #VALUE! | #VALUE! | 3.08 | Providing & applying a coat of residual petroleum bitumen of grade of VG-10 of approved quality using 1.7kg per square metre on damp proof course after cleaning the surface with brushes and finally with apiece of cloth lightly soaked in kerosene oil. | item no.21 | 3.05 | sqm
3.09 | Making plinth protection 50mm thick of cement concrete 1:3:6 (1 cement : 3 coarse sand derived from natural sources : 6 graded stone aggregate 20 mm nominal size derived from natural sources) over 75mm thick bed of dry brick ballast 40 mm nominal size, well rammed and consolidated and grouted with fine sand, including necessary excavation, levelling & dressing & finishing the top smooth. | item no.22 | 69 | sqm | 538.4 |  |  | Excess(+) | 1 | Full Conversion | INR | [40 empty] | #VALUE! | #VALUE! | #VALUE! | 3.09 | Making plinth protection 50mm thick of cement concrete 1:3:6 (1 cement : 3 coarse sand derived from natural sources : 6 graded stone aggregate 20 mm nominal size derived from natural sources) over 75mm thick bed of dry brick ballast 40 mm nominal size, well rammed and consolidated and grouted with fine sand, including necessary excavation, levelling & dressing & finishing the top smooth. | item no.22 | 69 | sqm
4 | REINFORCED CEMENT CONCRETE | item no.23 | [52 empty] | 4 | REINFORCED CEMENT CONCRETE | item no.23
4.01 | Centering and shuttering including strutting, propping etc. and removal of form for | item no.24 | [52 empty] | 4.01 | Centering and shuttering including strutting, propping etc. and removal of form for | item no.24
4.02 | Lintels, beams, plinth beams, girders, bressumers and cantilevers | item no.25 | 82 | sqm | 484.04 |  |  | Excess(+) | 1 | Full Conversion | INR | [40 empty] | #VALUE! | #VALUE! | #VALUE! | 4.02 | Lintels, beams, plinth beams, girders, bressumers and cantilevers | item no.25 | 82 | sqm
4.03 | Steel reinforcement for R.C.C. work including straightening, cutting, bending, placing in position and binding all complete above plinth level. | item no.26 | [52 empty] | 4.03 | Steel reinforcement for R.C.C. work including straightening, cutting, bending, placing in position and binding all complete above plinth level. | item no.26
4.04 | Thermo-Mechanically Treated bars of grade Fe-500D or more. | item no.27 | 5600 | kg | 73.21 |  |  | Excess(+) | 1 | Full Conversion | INR | [40 empty] | #VALUE! | #VALUE! | #VALUE! | 4.04 | Thermo-Mechanically Treated bars of grade Fe-500D or more. | item no.27 | 5600 | kg
4.05 | Providing and laying in position ready mixed or site batched design mix cement concrete for reinforced cement concrete work; using coarse aggregate and fine aggregate derived from natural sources, Portland Pozzolana / Ordinary Portland /Portland Slag cement, admixtures in recommended proportions as per IS: 9103 to accelerate / retard setting of concrete, to improve durability and workability without impairing strength; including pumping of concrete to site of laying, curing, carriage for all leads; but excluding the cost of centering, shuttering, finishing and reinforcement as per direction of the engineer-in-charge for the following grades of concrete. Note: Extra cement up to 10% of the minimum specified cement content in design mix shall be payable separately. In case the cement content in design mix is more than 110% of the specified minimum cement content, the contractor shall have discretion to either re-design the mix or bear the cost of extra cement. | item no.28 | [52 empty] | 4.05 | Providing and laying in position ready mixed or site batched design mix cement concrete for reinforced cement concrete work; using coarse aggregate and fine aggregate derived from natural sources, Portland Pozzolana / Ordinary Portland /Portland Slag cement, admixtures in recommended proportions as per IS: 9103 to accelerate / retard setting of concrete, to improve durability and workability without impairing strength; including pumping of concrete to site of laying, curing, carriage for all leads; but excluding the cost of centering, shuttering, finishing and reinforcement as per direction of the engineer-in-charge for the following grades of concrete. Note: Extra cement up to 10% of the minimum specified cement content in design mix shall be payable separately. In case the cement content in design mix is more than 110% of the specified minimum cement content, the contractor shall have discretion to either re-design the mix or bear the cost of extra cement. | item no.28
4.06 | All works above plinth level upto floor V level | item no.29 | [52 empty] | 4.06 | All works above plinth level upto floor V level | item no.29
4.07 | Concrete of M25 grade with minimum cement content of 330 kg/cum | item no.30 | 57.07 | cum | 8242.87 |  |  | Excess(+) | 1 | Full Conversion | INR | [40 empty] | #VALUE! | #VALUE! | #VALUE! | 4.07 | Concrete of M25 grade with minimum cement content of 330 kg/cum | item no.30 | 57.07 | cum
4.08 | Add for using extra cement in the items of design mix over and above the specified cement content therein. | item no.31 | 22.8 | quintal | 590.35 |  |  | Excess(+) | 1 | Full Conversion | INR | [40 empty] | #VALUE! | #VALUE! | #VALUE! | 4.08 | Add for using extra cement in the items of design mix over and above the specified cement content therein. | item no.31 | 22.8 | quintal
5 | MASONRY WORK | item no.32 | [52 empty] | 5 | MASONRY WORK | item no.32
5.01 | Brick work with common burnt clay F.P.S. (non modular) bricks of class designation 7.5 in foundation and plinth in: | item no.33 | [52 empty] | 5.01 | Brick work with common burnt clay F.P.S. (non modular) bricks of class designation 7.5 in foundation and plinth in: | item no.33
5.02 | Cement mortar 1:6 (1 cement : 6 coarse sand) | item no.34 | 10.45 | cum | 5398.9 |  |  | Excess(+) | 1 | Full Conversion | INR | [40 empty] | #VALUE! | #VALUE! | #VALUE! | 5.02 | Cement mortar 1:6 (1 cement : 6 coarse sand) | item no.34 | 10.45 | cum
5.03 | Brick work with common burnt clay F.P.S. (non modular) bricks of class designation 7.5 in superstructure above plinth level up to floor V level in all shapes and sizes in : | item no.35 | [52 empty] | 5.03 | Brick work with common burnt clay F.P.S. (non modular) bricks of class designation 7.5 in superstructure above plinth level up to floor V level in all shapes and sizes in : | item no.35
5.04 | Cement mortar 1:6 (1 cement : 6 coarse sand) | item no.36 | 23 | cum | 6655.37 |  |  | Excess(+) | 1 | Full Conversion | INR | [40 empty] | #VALUE! | #VALUE! | #VALUE! | 5.04 | Cement mortar 1:6 (1 cement : 6 coarse sand) | item no.36 | 23 | cum
5.05 | Half brick masonry with common burnt clay F.P.S. (non modular) bricks of class designation 7.5 in foundations and plinth in : | item no.37 | [52 empty] | 5.05 | Half brick masonry with common burnt clay F.P.S. (non modular) bricks of class designation 7.5 in foundations and plinth in : | item no.37
5.06 | cement mortar 1:4 (1 cement : 4 coarse sand) | item no.38 | 6.7 | sqm | 678.43 |  |  | Excess(+) | 1 | Full Conversion | INR | [40 empty] | #VALUE! | #VALUE! | #VALUE! | 5.06 | cement mortar 1:4 (1 cement : 4 coarse sand) | item no.38 | 6.7 | sqm
5.07 | Half brick masonry with common burnt clay F.P.S. (non modular) bricks of class designation 7.5 in superstructure above plinth level up to floor V level. | item no.39 | [52 empty] | 5.07 | Half brick masonry with common burnt clay F.P.S. (non modular) bricks of class designation 7.5 in superstructure above plinth level up to floor V level. | item no.39
5.08 | Cement mortar 1:4 (1 cement :4 coarse sand) | item no.40 | 59 | sqm | 817.27 |  |  | Excess(+) | 1 | Full Conversion | INR | [40 empty] | #VALUE! | #VALUE! | #VALUE! | 5.08 | Cement mortar 1:4 (1 cement :4 coarse sand) | item no.40 | 59 | sqm
5.09 | Brick work with common burnt clay selected F.P.S. (non modular) bricks of class designation 7.5 in exposed brick work including making horizontal and vertical grooves 10 mm wide 12 mm deep complete in cement mortar 1:6 (1 cement : 6 coarse sand) | item no.41 | [52 empty] | 5.09 | Brick work with common burnt clay selected F.P.S. (non modular) bricks of class designation 7.5 in exposed brick work including making horizontal and vertical grooves 10 mm wide 12 mm deep complete in cement mortar 1:6 (1 cement : 6 coarse sand) | item no.41
5.1 | Above plinth level upto floor V level | item no.42 | 28 | cum | 6867.16 |  |  | Excess(+) | 1 | Full Conversion | INR | [40 empty] | #VALUE! | #VALUE! | #VALUE! | 5.1 | Above plinth level upto floor V level | item no.42 | 28 | cum
6 | WOOD AND PVC WORK | item no.43 | [52 empty] | 6 | WOOD AND PVC WORK | item no.43
6.01 | Providing and fixing aluminium die cast body tubular type universal hydraulic door closer (having brand logo with ISI, IS : 3564, embossed on the body, door weight upto 35 kg and door width upto 700 mm), with necessary accessories and screws etc. complete. | item no.44 | 6 | each | 879.87 |  |  | Excess(+) | 1 | Full Conversion | INR | [40 empty] | #VALUE! | #VALUE! | #VALUE! | 6.01 | Providing and fixing aluminium die cast body tubular type universal hydraulic door closer (having brand logo with ISI, IS : 3564, embossed on the body, door weight upto 35 kg and door width upto 700 mm), with necessary accessories and screws etc. complete. | item no.44 | 6 | each
6.02 | Providing and fixing aluminium tower bolts, ISI marked, anodised (anodic coating not less than grade AC 10 as per IS : 1868 ) transparent or dyed to required colour or shade, with necessary screws etc. complete : | item no.45 | [52 empty] | 6.02 | Providing and fixing aluminium tower bolts, ISI marked, anodised (anodic coating not less than grade AC 10 as per IS : 1868 ) transparent or dyed to required colour or shade, with necessary screws etc. complete : | item no.45
6.03 | 300x10 mm | item no.46 | 7 | each | 102.41 |  |  | Excess(+) | 1 | Full Conversion | INR | [40 empty] | #VALUE! | #VALUE! | #VALUE! | 6.03 | 300x10 mm | item no.46 | 7 | each
6.04 | Providing and fixing aluminium hanging floor door stopper, ISI marked, anodised (anodic coating not less than grade AC 10 as per IS : 1868) transparent or dyed to required colour and shade, with necessary screws etc. complete. | item no.47 | [52 empty] | 6.04 | Providing and fixing aluminium hanging floor door stopper, ISI marked, anodised (anodic coating not less than grade AC 10 as per IS : 1868) transparent or dyed to required colour and shade, with necessary screws etc. complete. | item no.47
6.05 | Twin rubber stopper | item no.48 | 6 | each | 54.4 |  |  | Excess(+) | 1 | Full Conversion | INR | [40 empty] | #VALUE! | #VALUE! | #VALUE! | 6.05 | Twin rubber stopper | item no.48 | 6 | each
6.06 | Providing and fixing fire resistant door frame of section 143 x 57 mm having built in rebate made out of 16 SWG G.I. sheet (zinc coating not less than 120 gm/sqm) duly filled with vermuculite based concrete mix, suitable for mounting 60 minutes fire rated door shutters. The frame is fitted with intumuscent fire seal strip of size 10x4 mm (minimum) alround the frame and fixing with dash fastener of approved size and make, including applying a coat of approved brand fire resistant primer etc. complete as per direction of Engineer-in-charge (Dash fastener to be paid for separately). | item no.49 | 5.4 | metre | 1266.37 |  |  | Excess(+) | 1 | Full Conversion | INR | [40 empty] | #VALUE! | #VALUE! | #VALUE! | 6.06 | Providing and fixing fire resistant door frame of section 143 x 57 mm having built in rebate made out of 16 SWG G.I. sheet (zinc coating not less than 120 gm/sqm) duly filled with vermuculite based concrete mix, suitable for mounting 60 minutes fire rated door shutters. The frame is fitted with intumuscent fire seal strip of size 10x4 mm (minimum) alround the frame and fixing with dash fastener of approved size and make, including applying a coat of approved brand fire resistant primer etc. complete as per direction of Engineer-in-charge (Dash fastener to be paid for separately). | item no.49 | 5.4 | metre
6.07 | Providing and fixing 50 mm thick glazed fire resistant door shutters of 60 minutes fire rating conforming to IS:3614 (Part-II), tested and certified as per laboratory approved by Engineer-in-charge, with suitable mounting on door frame, consisting of vertical styles, lock rail, top rail 100 mm wide, bottom rail 200 mm wide, made out of 16 SWG G.I.sheet (zinc coating not less than 120 gm/m2) duly filled FR insulation material and fixing with necessary stainless steel ball bearing hinges of approved make, including applying a coat of approved fire resistant primer etc. all complete as per direction of Engineer-in-charge (panneling to be paid for separately). | item no.50 | 2.31 | sqm | 5406.4 |  |  | Excess(+) | 1 | Full Conversion | INR | [40 empty] | #VALUE! | #VALUE! | #VALUE! | 6.07 | Providing and fixing 50 mm thick glazed fire resistant door shutters of 60 minutes fire rating conforming to IS:3614 (Part-II), tested and certified as per laboratory approved by Engineer-in-charge, with suitable mounting on door frame, consisting of vertical styles, lock rail, top rail 100 mm wide, bottom rail 200 mm wide, made out of 16 SWG G.I.sheet (zinc coating not less than 120 gm/m2) duly filled FR insulation material and fixing with necessary stainless steel ball bearing hinges of approved make, including applying a coat of approved fire resistant primer etc. all complete as per direction of Engineer-in-charge (panneling to be paid for separately). | item no.50 | 2.31 | sqm
6.08 | Providing and fixing glazing in fire resistant door shutters, fixed panels & partitions etc., with G.I. beading made out of 1.6 mm thick G.I. sheet (zinc coating not less than 120 gm/m²) of size 20 x 33 mm screwed with M4 x 38 mm SS screws at distance 75 mm from the edges and 150 mm c/c , including applying a coat of approved fire resistant primer/powder coating of not less than 30 micron on G.I. beading, & special ceramic tape of 5 x 20 mm size etc complete in all respect as per NBC 2016, IS 16231 (Part 3):2016 and as per direction of Engineer-in-charge with glass of required thickness having 60 minutes of fire resistance both integrity & radiation control (EW60) and minimum 20 minutes of insulation (EI20). The manufacturer have to give test report/certification of fire glass and the glass should have the stamp showing the value of E, EW & EI. The glass shall be tested in approved NABL accredited lab or by any other accreditation body which operates in accordance with ISO/IEC 17011 and accredits labs as per ISO/IEC 17025 for testing and calibration scopes shall be eligible. The maximum glazing size shall not be more than 1100x2200 mm (w x h) or 2.42 sqm. | item no.51 | 0.063 | sqm | 31609.33 |  |  | Excess(+) | 1 | Full Conversion | INR | [40 empty] | #VALUE! | #VALUE! | #VALUE! | 6.08 | Providing and fixing glazing in fire resistant door shutters, fixed panels & partitions etc., with G.I. beading made out of 1.6 mm thick G.I. sheet (zinc coating not less than 120 gm/m²) of size 20 x 33 mm screwed with M4 x 38 mm SS screws at distance 75 mm from the edges and 150 mm c/c , including applying a coat of approved fire resistant primer/powder coating of not less than 30 micron on G.I. beading, & special ceramic tape of 5 x 20 mm size etc complete in all respect as per NBC 2016, IS 16231 (Part 3):2016 and as per direction of Engineer-in-charge with glass of required thickness having 60 minutes of fire resistance both integrity & radiation control (EW60) and minimum 20 minutes of insulation (EI20). The manufacturer have to give test report/certification of fire glass and the glass should have the stamp showing the value of E, EW & EI. The glass shall be tested in approved NABL accredited lab or by any other accreditation body which operates in accordance with ISO/IEC 17011 and accredits labs as per ISO/IEC 17025 for testing and calibration scopes shall be eligible. The maximum glazing size shall not be more than 1100x2200 mm (w x h) or 2.42 sqm. | item no.51 | 0.063 | sqm
6.09 | Providing and fixing panic bar / latch (Double point) fitted with a single body, Trim Latch & Lock on back side of the Panic Latch of reputed brand and manufacture to be approved by the Engineer- in- charge, all complete. | item no.52 | 1 | each | 6255.89 |  |  | Excess(+) | 1 | Full Conversion | INR | [40 empty] | #VALUE! | #VALUE! | #VALUE! | 6.09 | Providing and fixing panic bar / latch (Double point) fitted with a single body, Trim Latch & Lock on back side of the Panic Latch of reputed brand and manufacture to be approved by the Engineer- in- charge, all complete. | item no.52 | 1 | each
7 | STEEL WORK | item no.53 | [52 empty] | 7 | STEEL WORK | item no.53
7.01 | Structural steel work riveted, bolted or welded in built up sections, trusses and framed work, including cutting, hoisting, fixing in position and applying a priming coat of approved steel primer all complete. | item no.54 | 5800 | kg | 89.21 |  |  | Excess(+) | 1 | Full Conversion | INR | [40 empty] | #VALUE! | #VALUE! | #VALUE! | 7.01 | Structural steel work riveted, bolted or welded in built up sections, trusses and framed work, including cutting, hoisting, fixing in position and applying a priming coat of approved steel primer all complete. | item no.54 | 5800 | kg
7.02 | Steel work in built up tubular (round, square or rectangular hollow tubes etc.) trusses etc., including cutting, hoisting, fixing in position and applying a priming coat of approved steel primer, including welding and bolted with special shaped washers etc. complete. | item no.55 | [52 empty] | 7.02 | Steel work in built up tubular (round, square or rectangular hollow tubes etc.) trusses etc., including cutting, hoisting, fixing in position and applying a priming coat of approved steel primer, including welding and bolted with special shaped washers etc. complete. | item no.55
7.03 | Hot finished welded type tubes | item no.56 | 585 | kg | 125.77 |  |  | Excess(+) | 1 | Full Conversion | INR | [40 empty] | #VALUE! | #VALUE! | #VALUE! | 7.03 | Hot finished welded type tubes | item no.56 | 585 | kg
7.04 | Providing and fixing carbon steel galvanised ( minimum coating 5 micron) dash fastener of 10 mm dia double threaded 6.8 grade (yield strength 480 N/mm2), counter sunk head, comprising of 10 mm dia polyamide PA 6 grade sleeve, including drilling of hole in frame , concrete/ masonry, etc. as per direction of Engineer-in-charge. | item no.57 | [52 empty] | 7.04 | Providing and fixing carbon steel galvanised ( minimum coating 5 micron) dash fastener of 10 mm dia double threaded 6.8 grade (yield strength 480 N/mm2), counter sunk head, comprising of 10 mm dia polyamide PA 6 grade sleeve, including drilling of hole in frame , concrete/ masonry, etc. as per direction of Engineer-in-charge. | item no.57
7.05 | 10 x 80 mm | item no.58 | 24 | each | 95.57 |  |  | Excess(+) | 1 | Full Conversion | INR | [40 empty] | #VALUE! | #VALUE! | #VALUE! | 7.05 | 10 x 80 mm | item no.58 | 24 | each
7.06 | Providing and fixing stainless steel ( Grade 304) railing made of Hollow tubes, channels, plates etc., including welding, grinding, buffing, polishing and making curvature (wherever required) and fitting the same with necessary stainless steel nuts and bolts complete, i/c fixing the railing with necessary accessories & stainless steel dash fasteners , stainless steel bolts etc., of required size, on the top of the floor or the side of waist slab with suitable arrangement as per approval of Engineer-in-charge, (for payment purpose only weight of stainless steel members shall be considered excluding fixing accessories such as nuts, bolts, fasteners etc.). | item no.59 | 50 | kg | 504.55 |  |  | Excess(+) | 1 | Full Conversion | INR | [40 empty] | #VALUE! | #VALUE! | #VALUE! | 7.06 | Providing and fixing stainless steel ( Grade 304) railing made of Hollow tubes, channels, plates etc., including welding, grinding, buffing, polishing and making curvature (wherever required) and fitting the same with necessary stainless steel nuts and bolts complete, i/c fixing the railing with necessary accessories & stainless steel dash fasteners , stainless steel bolts etc., of required size, on the top of the floor or the side of waist slab with suitable arrangement as per approval of Engineer-in-charge, (for payment purpose only weight of stainless steel members shall be considered excluding fixing accessories such as nuts, bolts, fasteners etc.). | item no.59 | 50 | kg
8 | FLOORING | item no.60 | [52 empty] | 8 | FLOORING | item no.60
8.01 | 52 mm thick cement concrete flooring with concrete hardener topping, under layer 40 mm thick cement concrete 1:2:4 (1 cement : 2 coarse sand : 4 graded stone aggregate 20 mm nominal size) and top layer 12 mm thick cement hardener consisting of mix 1:2 (1 cement hardener mix : 2 graded stone aggregate 6 mm nominal size) by volume, hardening compound mixed @ 2 litre per 50 kg of cement or as per manufacturer's specifications. This includes cost of cement slurry, but excluding the cost of nosing of steps etc. complete. | item no.61 | 435 | sqm | 690.48 |  |  | Excess(+) | 1 | Full Conversion | INR | [40 empty] | #VALUE! | #VALUE! | #VALUE! | 8.01 | 52 mm thick cement concrete flooring with concrete hardener topping, under layer 40 mm thick cement concrete 1:2:4 (1 cement : 2 coarse sand : 4 graded stone aggregate 20 mm nominal size) and top layer 12 mm thick cement hardener consisting of mix 1:2 (1 cement hardener mix : 2 graded stone aggregate 6 mm nominal size) by volume, hardening compound mixed @ 2 litre per 50 kg of cement or as per manufacturer's specifications. This includes cost of cement slurry, but excluding the cost of nosing of steps etc. complete. | item no.61 | 435 | sqm
8.02 | Cement plaster skirting up to 30 cm height, with cement mortar 1:3 (1 cement : 3 coarse sand), finished with a floating coat of neat cement. | item no.62 | [52 empty] | 8.02 | Cement plaster skirting up to 30 cm height, with cement mortar 1:3 (1 cement : 3 coarse sand), finished with a floating coat of neat cement. | item no.62
8.03 | 18 mm thick | item no.63 | 27 | sqm | 456.94 |  |  | Excess(+) | 1 | Full Conversion | INR | [40 empty] | #VALUE! | #VALUE! | #VALUE! | 8.03 | 18 mm thick | item no.63 | 27 | sqm
8.04 | Providing and fixing glass /PVC strips in joints of terrazo/ cement concrete floors. | item no.64 | [52 empty] | 8.04 | Providing and fixing glass /PVC strips in joints of terrazo/ cement concrete floors. | item no.64
8.05 | 40 mm wide and 4 mm thick | item no.65 | 861 | metre | 65.89 |  |  | Excess(+) | 1 | Full Conversion | INR | [40 empty] | #VALUE! | #VALUE! | #VALUE! | 8.05 | 40 mm wide and 4 mm thick | item no.65 | 861 | metre
9 | ROOFING | item no.66 | [52 empty] | 9 | ROOFING | item no.66
9.01 | Providing gola 75x75 mm in cement concrete 1:2:4 (1 cement : 2 coarse sand : 4 stone aggregate 10 mm and down gauge), including finishing with cement mortar 1:3 (1 cement : 3 fine sand) as per standard design : | item no.67 | [52 empty] | 9.01 | Providing gola 75x75 mm in cement concrete 1:2:4 (1 cement : 2 coarse sand : 4 stone aggregate 10 mm and down gauge), including finishing with cement mortar 1:3 (1 cement : 3 fine sand) as per standard design : | item no.67
9.02 | In 75x75 mm deep chase | item no.68 | 46 | metre | 208.02 |  |  | Excess(+) | 1 | Full Conversion | INR | [40 empty] | #VALUE! | #VALUE! | #VALUE! | 9.02 | In 75x75 mm deep chase | item no.68 | 46 | metre
9.03 | Providing & fixing UV stabilised fiberglass reinforced plastic sheet roofing up to any pitch, including fixing with polymer coated 'J' or 'L' hooks, bolts & nuts 8mm dia. G.I plain/bitumen washers complete but excluding the cost of purlins, rafters, trusses etc. The sheets shall be manufactured out of 2400 TEX panel rovigs incorporating minimum 0.3% ultra-violet stabiliser in resin system under approximately 2400 psi and hot cured. They shall be of uniform pigmentation and thickness without air pockets and shall conform to IS 10192 and IS 12866.The sheets shall be opaque or translucent, clear or pigmented, textured or smooth as specified. | item no.69 | [52 empty] | 9.03 | Providing & fixing UV stabilised fiberglass reinforced plastic sheet roofing up to any pitch, including fixing with polymer coated 'J' or 'L' hooks, bolts & nuts 8mm dia. G.I plain/bitumen washers complete but excluding the cost of purlins, rafters, trusses etc. The sheets shall be manufactured out of 2400 TEX panel rovigs incorporating minimum 0.3% ultra-violet stabiliser in resin system under approximately 2400 psi and hot cured. They shall be of uniform pigmentation and thickness without air pockets and shall conform to IS 10192 and IS 12866.The sheets shall be opaque or translucent, clear or pigmented, textured or smooth as specified. | item no.69
9.04 | 2 mm thick flat | item no.70 | 35 | sqm | 876.23 |  |  | Excess(+) | 1 | Full Conversion | INR | [40 empty] | #VALUE! | #VALUE! | #VALUE! | 9.04 | 2 mm thick flat | item no.70 | 35 | sqm
9.05 | Providing and fixing precoated galvanised iron profile sheets (size, shape and pitch of corrugation as approved by Engineer-in-charge) 0.50 mm (+ 0.05 %) total coated thickness with zinc coating 120 grams per sqm as per IS: 277, in 240 mpa steel grade, 5-7 microns epoxy primer on both side of the sheet and polyester top coat 15-18 microns. Sheet should have protective guard film of 25 microns minimum to avoid scratches during transportation and should be supplied in single length upto 12 metre or as desired by Engineer-in-charge. The sheet shall be fixed using self drilling /self tapping screws of size (5.5x 55 mm) with EPDM seal, complete upto any pitch in horizontal/ vertical or curved surfaces, excluding the cost of purlins, rafters and trusses and including cutting to size and shape wherever required. | item no.71 | 73 | sqm | 550.24 |  |  | Excess(+) | 1 | Full Conversion | INR | [40 empty] | #VALUE! | #VALUE! | #VALUE! | 9.05 | Providing and fixing precoated galvanised iron profile sheets (size, shape and pitch of corrugation as approved by Engineer-in-charge) 0.50 mm (+ 0.05 %) total coated thickness with zinc coating 120 grams per sqm as per IS: 277, in 240 mpa steel grade, 5-7 microns epoxy primer on both side of the sheet and polyester top coat 15-18 microns. Sheet should have protective guard film of 25 microns minimum to avoid scratches during transportation and should be supplied in single length upto 12 metre or as desired by Engineer-in-charge. The sheet shall be fixed using self drilling /self tapping screws of size (5.5x 55 mm) with EPDM seal, complete upto any pitch in horizontal/ vertical or curved surfaces, excluding the cost of purlins, rafters and trusses and including cutting to size and shape wherever required. | item no.71 | 73 | sqm
9.06 | Providing and fixing precoated galvanised steel sheet roofing accessories 0.50 mm (+0.05 %) total coated thickness, Zinc coating 120 grams per sqm as per IS: 277, in 240 mpa steel grade, 5-7 microns epoxy primer on both side of the sheet and polyester top coat 15-18 microns using self drilling/ self tapping screws complete : | item no.72 | [52 empty] | 9.06 | Providing and fixing precoated galvanised steel sheet roofing accessories 0.50 mm (+0.05 %) total coated thickness, Zinc coating 120 grams per sqm as per IS: 277, in 240 mpa steel grade, 5-7 microns epoxy primer on both side of the sheet and polyester top coat 15-18 microns using self drilling/ self tapping screws complete : | item no.72
9.07 | Gutter (600 mm over all girth) | item no.73 | 48 | metre | 913.41 |  |  | Excess(+) | 1 | Full Conversion | INR | [40 empty] | #VALUE! | #VALUE! | #VALUE! | 9.07 | Gutter (600 mm over all girth) | item no.73 | 48 | metre
9.08 | Providing and fixing tiled false ceiling of specified materials of size 595x595 mm in true horizontal level, suspended on inter locking metal grid of hot dipped galvanized steel sections ( galvanized @ 120 grams/ sqm, both side inclusive) consisting of main "T" runner with suitably spaced joints to get required length and of size 24x38 mm made from 0.30 mm thick (minimum) sheet, spaced at 1200 mm center to center and cross "T" of size 24x25 mm made of 0.30 mm thick (minimum) sheet, 1200 mm long spaced between main "T" at 600 mm center to center to form a grid of 1200x600 mm and secondary cross "T" of length 600 mm and size 24x25 mm made of 0.30 mm thick (minimum) sheet to be interlocked at middle of the 1200x600 mm panel to form grids of 600x600 mm and wall angle of size 24x24x0.3 mm and laying false ceiling tiles of approved texture in the grid including, required cutting/making, opening for services like diffusers, grills, light fittings, fixtures, smoke detectors etc. Main "T" runners to be suspended from ceiling using GI slotted cleats of size 27 x 37 x 25 x1.6 mm fixed to ceiling with 12.5 mm dia and 50 mm long dash fasteners, 4 mm GI adjustable rods with galvanised butterfly level clips of size 85 x 30 x 0.8 mm spaced at 1200 mm center to center along main T, bottom exposed width of 24 mm of all T-sections shall be pre-painted with polyester paint, all complete for all heights as per specifications, drawings and as directed by Engineer-in-charge. | item no.74 | [52 empty] | 9.08 | Providing and fixing tiled false ceiling of specified materials of size 595x595 mm in true horizontal level, suspended on inter locking metal grid of hot dipped galvanized steel sections ( galvanized @ 120 grams/ sqm, both side inclusive) consisting of main "T" runner with suitably spaced joints to get required length and of size 24x38 mm made from 0.30 mm thick (minimum) sheet, spaced at 1200 mm center to center and cross "T" of size 24x25 mm made of 0.30 mm thick (minimum) sheet, 1200 mm long spaced between main "T" at 600 mm center to center to form a grid of 1200x600 mm and secondary cross "T" of length 600 mm and size 24x25 mm made of 0.30 mm thick (minimum) sheet to be interlocked at middle of the 1200x600 mm panel to form grids of 600x600 mm and wall angle of size 24x24x0.3 mm and laying false ceiling tiles of approved texture in the grid including, required cutting/making, opening for services like diffusers, grills, light fittings, fixtures, smoke detectors etc. Main "T" runners to be suspended from ceiling using GI slotted cleats of size 27 x 37 x 25 x1.6 mm fixed to ceiling with 12.5 mm dia and 50 mm long dash fasteners, 4 mm GI adjustable rods with galvanised butterfly level clips of size 85 x 30 x 0.8 mm spaced at 1200 mm center to center along main T, bottom exposed width of 24 mm of all T-sections shall be pre-painted with polyester paint, all complete for all heights as per specifications, drawings and as directed by Engineer-in-charge. | item no.74
9.09 | 12.5 mm thick square edge PVC Laminated Gypsum Tile of size 595x595 mm, made of Gypsum plasterboard, manufactured from natural gypsum as per IS 2095 part I and laminated with white 0.16mm thick fire retardant PVC film on the face side and 12micron metalized polyester on the back side with all edges sealed with the face side PVC film which goes around and wraps the edges and is bonded to the edges and the back side metalized polyester film so as to make the tile a completely sealed unit. | item no.75 | 395 | sqm | 1649.23 |  |  | Excess(+) | 1 | Full Conversion | INR | [40 empty] | #VALUE! | #VALUE! | #VALUE! | 9.09 | 12.5 mm thick square edge PVC Laminated Gypsum Tile of size 595x595 mm, made of Gypsum plasterboard, manufactured from natural gypsum as per IS 2095 part I and laminated with white 0.16mm thick fire retardant PVC film on the face side and 12micron metalized polyester on the back side with all edges sealed with the face side PVC film which goes around and wraps the edges and is bonded to the edges and the back side metalized polyester film so as to make the tile a completely sealed unit. | item no.75 | 395 | sqm
10 | FINISHING | item no.76 | [52 empty] | 10 | FINISHING | item no.76
10.01 | 12 mm cement plaster of mix : | item no.77 | [52 empty] | 10.01 | 12 mm cement plaster of mix : | item no.77
10.02 | 1:6 (1 cement: 6 coarse sand) | item no.78 | 180 | sqm | 231.08 |  |  | Excess(+) | 1 | Full Conversion | INR | [40 empty] | #VALUE! | #VALUE! | #VALUE! | 10.02 | 1:6 (1 cement: 6 coarse sand) | item no.78 | 180 | sqm
10.03 | 15 mm cement plaster on rough side of single or half brick wall of mix: | item no.79 | [52 empty] | 10.03 | 15 mm cement plaster on rough side of single or half brick wall of mix: | item no.79
10.04 | 1:6 (1 cement: 6 coarse sand) | item no.80 | 300 | sqm | 266.46 |  |  | Excess(+) | 1 | Full Conversion | INR | [40 empty] | #VALUE! | #VALUE! | #VALUE! | 10.04 | 1:6 (1 cement: 6 coarse sand) | item no.80 | 300 | sqm
10.05 | Pointing on brick work or brick flooring with cement mortar 1:3 (1 cement : 3 fine sand): | item no.81 | [52 empty] | 10.05 | Pointing on brick work or brick flooring with cement mortar 1:3 (1 cement : 3 fine sand): | item no.81
10.06 | Flush / Ruled/ Struck or weathered pointing | item no.82 | 100 | sqm | 167.95 |  |  | Excess(+) | 1 | Full Conversion | INR | [40 empty] | #VALUE! | #VALUE! | #VALUE! | 10.06 | Flush / Ruled/ Struck or weathered pointing | item no.82 | 100 | sqm
10.07 | Distempering with 1st quality acrylic distemper (ready mixed) having VOC content less than 50 gms/litre, of approved manufacturer, of required shade and colour complete, as per manufacturer's specification. | item no.83 | [52 empty] | 10.07 | Distempering with 1st quality acrylic distemper (ready mixed) having VOC content less than 50 gms/litre, of approved manufacturer, of required shade and colour complete, as per manufacturer's specification. | item no.83
10.08 | Two or more coats on new work | item no.84 | 810 | sqm | 76.41 |  |  | Excess(+) | 1 | Full Conversion | INR | [40 empty] | #VALUE! | #VALUE! | #VALUE! | 10.08 | Two or more coats on new work | item no.84 | 810 | sqm
10.09 | Painting with synthetic enamel paint of approved brand and manufacture to give an even shade : | item no.85 | [52 empty] | 10.09 | Painting with synthetic enamel paint of approved brand and manufacture to give an even shade : | item no.85
10.1 | Two or more coats on new work | item no.86 | 270 | sqm | 106.57 |  |  | Excess(+) | 1 | Full Conversion | INR | [40 empty] | #VALUE! | #VALUE! | #VALUE! | 10.1 | Two or more coats on new work | item no.86 | 270 | sqm
10.11 | Providing and applying white cement based putty of average thickness 1 mm, of approved brand and manufacturer, over the plastered wall surface to prepare the surface even and smooth complete. | item no.87 | 810 | sqm | 100.96 |  |  | Excess(+) | 1 | Full Conversion | INR | [40 empty] | #VALUE! | #VALUE! | #VALUE! | 10.11 | Providing and applying white cement based putty of average thickness 1 mm, of approved brand and manufacturer, over the plastered wall surface to prepare the surface even and smooth complete. | item no.87 | 810 | sqm
10.12 | Removing dry or oil bound distemper, water proofing cement paint and the like by scrapping, sand papering and preparing the surface smooth including necessary repairs to scratches etc. complete. | item no.88 | 295 | sqm | 16 |  |  | Excess(+) | 1 | Full Conversion | INR | [40 empty] | #VALUE! | #VALUE! | #VALUE! | 10.12 | Removing dry or oil bound distemper, water proofing cement paint and the like by scrapping, sand papering and preparing the surface smooth including necessary repairs to scratches etc. complete. | item no.88 | 295 | sqm
10.13 | Painting with synthetic enamel paint of approved brand and manufacture of required colour to give an even shade : | item no.89 | [52 empty] | 10.13 | Painting with synthetic enamel paint of approved brand and manufacture of required colour to give an even shade : | item no.89
10.14 | One or more coats on old work | item no.90 | 76 | sqm | 70.1 |  |  | Excess(+) | 1 | Full Conversion | INR | [40 empty] | #VALUE! | #VALUE! | #VALUE! | 10.14 | One or more coats on old work | item no.90 | 76 | sqm
11 | REPAIRS TO BUILDING | item no.91 | [52 empty] | 11 | REPAIRS TO BUILDING | item no.91
11.01 | Hacking of CC flooring including cleaning for surface etc. complete as per direction of the Engineer-in-Charge. | item no.92 | 188 | sqm | 2.19 |  |  | Excess(+) | 1 | Full Conversion | INR | [40 empty] | #VALUE! | #VALUE! | #VALUE! | 11.01 | Hacking of CC flooring including cleaning for surface etc. complete as per direction of the Engineer-in-Charge. | item no.92 | 188 | sqm
12 | DISMANTLING AND DEMOLISHING | item no.93 | [52 empty] | 12 | DISMANTLING AND DEMOLISHING | item no.93
12.01 | Demolishing cement concrete manually/ by mechanical means including disposal of material within 50 metres lead as per direction of Engineer - in - charge. | item no.94 | [52 empty] | 12.01 | Demolishing cement concrete manually/ by mechanical means including disposal of material within 50 metres lead as per direction of Engineer - in - charge. | item no.94
12.02 | Nominal concrete 1:3:6 or richer mix (i/c equivalent design mix) | item no.95 | 40.1 | cum | 1523.41 |  |  | Excess(+) | 1 | Full Conversion | INR | [40 empty] | #VALUE! | #VALUE! | #VALUE! | 12.02 | Nominal concrete 1:3:6 or richer mix (i/c equivalent design mix) | item no.95 | 40.1 | cum
12.03 | Nominal concrete 1:4:8 or leaner mix (i/c equivalent design mix) | item no.96 | 13.5 | cum | 940.64 |  |  | Excess(+) | 1 | Full Conversion | INR | [40 empty] | #VALUE! | #VALUE! | #VALUE! | 12.03 | Nominal concrete 1:4:8 or leaner mix (i/c equivalent design mix) | item no.96 | 13.5 | cum
12.04 | Demolishing brick work manually/ by mechanical means including stacking of serviceable material and disposal of unserviceable material within 50 metres lead as per direction of Engineer-in-charge. | item no.97 | [52 empty] | 12.04 | Demolishing brick work manually/ by mechanical means including stacking of serviceable material and disposal of unserviceable material within 50 metres lead as per direction of Engineer-in-charge. | item no.97
12.05 | In cement mortar | item no.98 | 13 | cum | 1288.82 |  |  | Excess(+) | 1 | Full Conversion | INR | [40 empty] | #VALUE! | #VALUE! | #VALUE! | 12.05 | In cement mortar | item no.98 | 13 | cum
12.06 | Dismantling doors, windows and clerestory windows (steel or wood) shutter including chowkhats, architrave, holdfasts etc. complete and stacking within 50 metres lead : | item no.99 | [52 empty] | 12.06 | Dismantling doors, windows and clerestory windows (steel or wood) shutter including chowkhats, architrave, holdfasts etc. complete and stacking within 50 metres lead : | item no.99
12.07 | Of area 3 sq. metres and below | item no.100 | 1 | each | 240.68 |  |  | Excess(+) | 1 | Full Conversion | INR | [40 empty] | #VALUE! | #VALUE! | #VALUE! | 12.07 | Of area 3 sq. metres and below | item no.100 | 1 | each
12.08 | Of area beyond 3 sq. metres | item no.101 | 4 | each | 329.37 |  |  | Excess(+) | 1 | Full Conversion | INR | [40 empty] | #VALUE! | #VALUE! | #VALUE! | 12.08 | Of area beyond 3 sq. metres | item no.101 | 4 | each
12.09 | Taking out doors, windows and clerestory window shutters (steel or wood) including stacking within 50 metres lead : | item no.102 | [52 empty] | 12.09 | Taking out doors, windows and clerestory window shutters (steel or wood) including stacking within 50 metres lead : | item no.102
12.1 | Of area beyond 3 sq. metres | item no.103 | 21 | each | 123.36 |  |  | Excess(+) | 1 | Full Conversion | INR | [40 empty] | #VALUE! | #VALUE! | #VALUE! | 12.1 | Of area beyond 3 sq. metres | item no.103 | 21 | each
12.11 | Dismantling steel work in built up sections in angles, tees, flats and channels including all gusset plates, bolts, nuts, cutting rivets, welding etc. including dismembering and stacking within 50 metres lead. | item no.104 | 2670 | kg | 3.63 |  |  | Excess(+) | 1 | Full Conversion | INR | [40 empty] | #VALUE! | #VALUE! | #VALUE! | 12.11 | Dismantling steel work in built up sections in angles, tees, flats and channels including all gusset plates, bolts, nuts, cutting rivets, welding etc. including dismembering and stacking within 50 metres lead. | item no.104 | 2670 | kg
12.12 | Extra for dismantling trusses, rafters, purlins etc. of steel work for every additional height of one metre or part thereof beyond 5 metres. | item no.105 | 2670 | kg per metre height | 0.52 |  |  | Excess(+) | 1 | Full Conversion | INR | [40 empty] | #VALUE! | #VALUE! | #VALUE! | 12.12 | Extra for dismantling trusses, rafters, purlins etc. of steel work for every additional height of one metre or part thereof beyond 5 metres. | item no.105 | 2670 | kg per metre height
12.13 | Dismantling roofing including ridges, hips, valleys and gutters etc., and stacking the material within 50 metres lead of: | item no.106 | [52 empty] | 12.13 | Dismantling roofing including ridges, hips, valleys and gutters etc., and stacking the material within 50 metres lead of: | item no.106
12.14 | G.S. Sheet | item no.107 | 443 | sqm | 106.88 |  |  | Excess(+) | 1 | Full Conversion | INR | [40 empty] | #VALUE! | #VALUE! | #VALUE! | 12.14 | G.S. Sheet | item no.107 | 443 | sqm
12.15 | Dismantling cement asbestos or other hard board ceiling or partition walls including stacking of serviceable materials and disposal of unserviceable materials within 50 metres lead. | item no.108 | 395 | sqm | 36.82 |  |  | Excess(+) | 1 | Full Conversion | INR | [40 empty] | #VALUE! | #VALUE! | #VALUE! | 12.15 | Dismantling cement asbestos or other hard board ceiling or partition walls including stacking of serviceable materials and disposal of unserviceable materials within 50 metres lead. | item no.108 | 395 | sqm
12.16 | Dismantling C.I. or asbestos rain water pipe with fittings and clamps including stacking the material within 50 metres lead : | item no.109 | [52 empty] | 12.16 | Dismantling C.I. or asbestos rain water pipe with fittings and clamps including stacking the material within 50 metres lead : | item no.109
12.17 | 150 mm dia pipe | item no.110 | 19.5 | metre | 50.24 |  |  | Excess(+) | 1 | Full Conversion | INR | [40 empty] | #VALUE! | #VALUE! | #VALUE! | 12.17 | 150 mm dia pipe | item no.110 | 19.5 | metre
12.18 | Dismantling old plaster or skirting raking out joints and cleaning the surface for plaster including disposal of rubbish to the dumping ground within 50 metres lead. | item no.111 | 29 | sqm | 34.19 |  |  | Excess(+) | 1 | Full Conversion | INR | [40 empty] | #VALUE! | #VALUE! | #VALUE! | 12.18 | Dismantling old plaster or skirting raking out joints and cleaning the surface for plaster including disposal of rubbish to the dumping ground within 50 metres lead. | item no.111 | 29 | sqm
12.19 | Disposal of building rubbish / malba / similar unserviceable, dismantled or waste materials by mechanical means, including loading, transporting, unloading to approved municipal dumping ground or as approved by Engineer-in-charge, beyond 50 m initial lead, for all leads including all lifts involved. | item no.112 | 105 | cum | 121.74 |  |  | Excess(+) | 1 | Full Conversion | INR | [40 empty] | #VALUE! | #VALUE! | #VALUE! | 12.19 | Disposal of building rubbish / malba / similar unserviceable, dismantled or waste materials by mechanical means, including loading, transporting, unloading to approved municipal dumping ground or as approved by Engineer-in-charge, beyond 50 m initial lead, for all leads including all lifts involved. | item no.112 | 105 | cum
13 | SANITARY INSTALLATIONS | item no.113 | [52 empty] | 13 | SANITARY INSTALLATIONS | item no.113
13.01 | Providing and fixing soil, waste and vent pipes : | item no.114 | [52 empty] | 13.01 | Providing and fixing soil, waste and vent pipes : | item no.114
13.02 | 100 mm dia | item no.115 | [52 empty] | 13.02 | 100 mm dia | item no.115
13.03 | Sand cast iron S&S pipe as per IS: 1729 | item no.116 | 14.5 | metre | 883.99 |  |  | Excess(+) | 1 | Full Conversion | INR | [40 empty] | #VALUE! | #VALUE! | #VALUE! | 13.03 | Sand cast iron S&S pipe as per IS: 1729 | item no.116 | 14.5 | metre
13.04 | Providing and fixing single equal plain junction of required degree with access door, insertion rubber washer 3 mm thick, bolts and nuts complete. | item no.117 | [52 empty] | 13.04 | Providing and fixing single equal plain junction of required degree with access door, insertion rubber washer 3 mm thick, bolts and nuts complete. | item no.117
13.05 | 100x100x100 mm | item no.118 | [52 empty] | 13.05 | 100x100x100 mm | item no.118
13.06 | Sand cast iron S&S as per IS - 1729 | item no.119 | 1 | each | 527.97 |  |  | Excess(+) | 1 | Full Conversion | INR | [40 empty] | #VALUE! | #VALUE! | #VALUE! | 13.06 | Sand cast iron S&S as per IS - 1729 | item no.119 | 1 | each
13.07 | Providing and fixing collar : | item no.120 | [52 empty] | 13.07 | Providing and fixing collar : | item no.120
13.08 | 100 mm | item no.121 | [52 empty] | 13.08 | 100 mm | item no.121
13.09 | Sand cast iron S&S as per IS - 1729 | item no.122 | 8 | each | 320.29 | 37800 |  | Excess(+) | 1 | Full Conversion | INR | [40 empty] | #VALUE! | #VALUE! | #VALUE! | 13.09 | Sand cast iron S&S as per IS - 1729 | item no.122 | 8 | each
13.1 | Providing lead caulked joints to sand cast iron/centrifugally cast (spun) iron pipes and fittings of diameter : | item no.123 | [52 empty] | 13.1 | Providing lead caulked joints to sand cast iron/centrifugally cast (spun) iron pipes and fittings of diameter : | item no.123
13.11 | 100 mm | item no.124 | 23 | each | 422.13 | 37800 |  | Excess(+) | 1 | Full Conversion | INR | [40 empty] | #VALUE! | #VALUE! | #VALUE! | 13.11 | 100 mm | item no.124 | 23 | each
13.12 | Providing and fixing trap of self cleansing design with screwed down or hinged grating with or without vent arm complete, including cost of cutting and making good the walls and floors : | item no.125 | [52 empty] | 13.12 | Providing and fixing trap of self cleansing design with screwed down or hinged grating with or without vent arm complete, including cost of cutting and making good the walls and floors : | item no.125
13.13 | 100 mm inlet and 100 mm outlet | item no.126 | [52 empty] | 13.13 | 100 mm inlet and 100 mm outlet | item no.126
13.14 | Sand cast iron S&S as per IS: 3989 | item no.127 | 4 | each | 1326.21 | 37800 |  | Excess(+) | 1 | Full Conversion | INR | [40 empty] | #VALUE! | #VALUE! | #VALUE! | 13.14 | Sand cast iron S&S as per IS: 3989 | item no.127 | 4 | each
14 | WATER SUPPLY | item no.128 | [52 empty] | 14 | WATER SUPPLY | item no.128
14.01 | Providing and fixing G.I. pipes complete with G.I. fittings and clamps, i/c cutting and making good the walls etc. Internal work - Exposed on wall | item no.129 | [52 empty] | 14.01 | Providing and fixing G.I. pipes complete with G.I. fittings and clamps, i/c cutting and making good the walls etc. Internal work - Exposed on wall | item no.129
14.02 | 15 mm dia nominal bore | item no.130 | 3 | metre | 249.8 | 37800 |  | Excess(+) | 1 | Full Conversion | INR | [40 empty] | #VALUE! | #VALUE! | #VALUE! | 14.02 | 15 mm dia nominal bore | item no.130 | 3 | metre
14.03 | 20 mm dia nominal bore | item no.131 | 18 | metre | 301.7 |  |  | Excess(+) | 1 | Full Conversion | INR | [40 empty] | #VALUE! | #VALUE! | #VALUE! | 14.03 | 20 mm dia nominal bore | item no.131 | 18 | metre
14.04 | Making connection of G.I. distribution branch with G.I. main of following sizes by providing and fixing tee, including cutting and threading the pipe etc. complete : | item no.132 | [52 empty] | 14.04 | Making connection of G.I. distribution branch with G.I. main of following sizes by providing and fixing tee, including cutting and threading the pipe etc. complete : | item no.132
14.05 | 25 to 40 mm nominal bore | item no.133 | 1 | each | 590.48 |  |  | Excess(+) | 1 | Full Conversion | INR | [40 empty] | #VALUE! | #VALUE! | #VALUE! | 14.05 | 25 to 40 mm nominal bore | item no.133 | 1 | each
14.06 | Providing and fixing gun metal gate valve with C.I. wheel of approved quality (screwed end) : | item no.134 | [52 empty] | 14.06 | Providing and fixing gun metal gate valve with C.I. wheel of approved quality (screwed end) : | item no.134
14.07 | 20 mm nominal bore | item no.135 | 1 | each | 403.5 |  |  | Excess(+) | 1 | Full Conversion | INR | [40 empty] | #VALUE! | #VALUE! | #VALUE! | 14.07 | 20 mm nominal bore | item no.135 | 1 | each
14.08 | Providing and fixing C.P. brass long nose bib cock of approved quality conforming to IS standards and weighing not less than 810 gms. | item no.136 | [52 empty] | 14.08 | Providing and fixing C.P. brass long nose bib cock of approved quality conforming to IS standards and weighing not less than 810 gms. | item no.136
14.09 | 15 mm nominal bore | item no.137 | 1 | each | 542.56 |  |  | Excess(+) | 1 | Full Conversion | INR | [40 empty] | #VALUE! | #VALUE! | #VALUE! | 14.09 | 15 mm nominal bore | item no.137 | 1 | each
14.1 | Making hole up to 20x20 cm and embedding pipes up to 150 mm diameter in masonry and filling with cement concrete 1:3:6 (1 cement : 3 coarse sand: 6 graded stone aggregate 20 mm nominal size) including disposal of malba. | item no.138 | 3.2 | metre | 157.95 |  |  | Excess(+) | 1 | Full Conversion | INR | [40 empty] | #VALUE! | #VALUE! | #VALUE! | 14.1 | Making hole up to 20x20 cm and embedding pipes up to 150 mm diameter in masonry and filling with cement concrete 1:3:6 (1 cement : 3 coarse sand: 6 graded stone aggregate 20 mm nominal size) including disposal of malba. | item no.138 | 3.2 | metre
15 | DRAINAGE | item no.139 | [52 empty] | 15 | DRAINAGE | item no.139
15.01 | Providing, laying and jointing glazed stoneware pipes class SP-1 with stiff mixture of cement mortar in the proportion of 1:1 (1 cement : 1 fine sand) including testing of joints etc. complete : | item no.140 | [52 empty] | 15.01 | Providing, laying and jointing glazed stoneware pipes class SP-1 with stiff mixture of cement mortar in the proportion of 1:1 (1 cement : 1 fine sand) including testing of joints etc. complete : | item no.140
15.02 | 100 mm diameter | item no.141 | 17 | metre | 277.99 |  |  | Excess(+) | 1 | Full Conversion | INR | [40 empty] | #VALUE! | #VALUE! | #VALUE! | 15.02 | 100 mm diameter | item no.141 | 17 | metre
15.03 | Providing and laying cement concrete 1:5:10 (1 cement : 5 coarse sand : 10 graded stone aggregate 40 mm nominal size) up to haunches of S.W. pipes including bed concrete as per standard design : | item no.142 | [52 empty] | 15.03 | Providing and laying cement concrete 1:5:10 (1 cement : 5 coarse sand : 10 graded stone aggregate 40 mm nominal size) up to haunches of S.W. pipes including bed concrete as per standard design : | item no.142
15.04 | 100 mm diameter S.W. pipe | item no.143 | 16 | metre | 340.46 |  |  | Excess(+) | 1 | Full Conversion | INR | [40 empty] | #VALUE! | #VALUE! | #VALUE! | 15.04 | 100 mm diameter S.W. pipe | item no.143 | 16 | metre
15.05 | Providing and fixing square-mouth S.W. gully trap class SP-1 complete with C.I. grating brick masonry chamber with water tight C.I. cover with frame of 300 x300 mm size (inside) the weight of cover to be not less than 4.50 kg and frame to be not less than 2.70 kg as per standard design: | item no.144 | [52 empty] | 15.05 | Providing and fixing square-mouth S.W. gully trap class SP-1 complete with C.I. grating brick masonry chamber with water tight C.I. cover with frame of 300 x300 mm size (inside) the weight of cover to be not less than 4.50 kg and frame to be not less than 2.70 kg as per standard design: | item no.144
15.06 | 150 x 100 mm size P type | item no.145 | [52 empty] | 15.06 | 150 x 100 mm size P type | item no.145
15.07 | With common burnt clay F.P.S. (non modular) bricks of class designation 7.5 | item no.146 | 4 | each | 2031.91 |  |  | Excess(+) | 1 | Full Conversion | INR | [40 empty] | #VALUE! | #VALUE! | #VALUE! | 15.07 | With common burnt clay F.P.S. (non modular) bricks of class designation 7.5 | item no.146 | 4 | each
15.08 | Making connection of drain or sewer line with existing manhole including breaking into and making good the walls, floors with cement concrete 1:2:4 mix (1 cement : 2 coarse sand : 4 graded stone aggregate 20 mm nominal size) cement plastered on both sides with cement mortar 1:3 (1 cement : 3 coarse sand), finished with a floating coat of neat cement and making necessary channels for the drain etc. complete : | item no.147 | [52 empty] | 15.08 | Making connection of drain or sewer line with existing manhole including breaking into and making good the walls, floors with cement concrete 1:2:4 mix (1 cement : 2 coarse sand : 4 graded stone aggregate 20 mm nominal size) cement plastered on both sides with cement mortar 1:3 (1 cement : 3 coarse sand), finished with a floating coat of neat cement and making necessary channels for the drain etc. complete : | item no.147
15.09 | For pipes 100 to 250 mm diameter | item no.148 | 4 | each | 546.69 |  |  | Excess(+) | 1 | Full Conversion | INR | [40 empty] | #VALUE! | #VALUE! | #VALUE! | 15.09 | For pipes 100 to 250 mm diameter | item no.148 | 4 | each
16 | ALUMINIUM WORK | item no.149 | [52 empty] | 16 | ALUMINIUM WORK | item no.149
16.01 | Providing and fixing aluminium work for doors, windows, ventilators and partitions with extruded built up standard tubular sections/ appropriate Z sections and other sections of approved make conforming to IS: 733 and IS: 1285, fixing with dash fasteners of required dia and size, including necessary filling up the gaps at junctions, i.e. at top, bottom and sides with required EPDM rubber/ neoprene gasket etc. Aluminium sections shall be smooth, rust free, straight, mitred and jointed mechanically wherever required including cleat angle, Aluminium snap beading for glazing / paneling, C.P. brass / stainless steel screws, all complete as per architectural drawings and the directions of Engineer-in-charge. (Glazing, paneling and dash fasteners to be paid for separately) : | item no.150 | [52 empty] | 16.01 | Providing and fixing aluminium work for doors, windows, ventilators and partitions with extruded built up standard tubular sections/ appropriate Z sections and other sections of approved make conforming to IS: 733 and IS: 1285, fixing with dash fasteners of required dia and size, including necessary filling up the gaps at junctions, i.e. at top, bottom and sides with required EPDM rubber/ neoprene gasket etc. Aluminium sections shall be smooth, rust free, straight, mitred and jointed mechanically wherever required including cleat angle, Aluminium snap beading for glazing / paneling, C.P. brass / stainless steel screws, all complete as per architectural drawings and the directions of Engineer-in-charge. (Glazing, paneling and dash fasteners to be paid for separately) : | item no.150
16.02 | For fixed portion | item no.151 | [52 empty] | 16.02 | For fixed portion | item no.151
16.03 | Polyester powder coated aluminium (minimum thickness of polyester powder coating 50 micron) | item no.152 | 660 | kg | 407.45 |  |  | Excess(+) | 1 | Full Conversion | INR | [40 empty] | #VALUE! | #VALUE! | #VALUE! | 16.03 | Polyester powder coated aluminium (minimum thickness of polyester powder coating 50 micron) | item no.152 | 660 | kg
16.04 | For shutters of doors, windows & ventilators including providing and fixing hinges/ pivots and making provision for fixing of fittings wherever required including the cost of EPDM rubber / neoprene gasket required (Fittings shall be paid for separately) | item no.153 | [52 empty] | 16.04 | For shutters of doors, windows & ventilators including providing and fixing hinges/ pivots and making provision for fixing of fittings wherever required including the cost of EPDM rubber / neoprene gasket required (Fittings shall be paid for separately) | item no.153
16.05 | Polyester powder coated aluminium (minimum thickness of polyester powder coating 50 micron) | item no.154 | 100 | kg | 486.58 |  |  | Excess(+) | 1 | Full Conversion | INR | [40 empty] | #VALUE! | #VALUE! | #VALUE! | 16.05 | Polyester powder coated aluminium (minimum thickness of polyester powder coating 50 micron) | item no.154 | 100 | kg
16.06 | Providing and fixing 12 mm thick prelaminated particle board flat pressed three layer or graded wood particle board conforming to IS: 12823 Grade l Type ll, in panelling fixed in aluminum doors, windows shutters and partition frames with C.P. brass / stainless steel screws etc. complete as per architectural drawings and directions of engineer-in-charge. | item no.155 | [52 empty] | 16.06 | Providing and fixing 12 mm thick prelaminated particle board flat pressed three layer or graded wood particle board conforming to IS: 12823 Grade l Type ll, in panelling fixed in aluminum doors, windows shutters and partition frames with C.P. brass / stainless steel screws etc. complete as per architectural drawings and directions of engineer-in-charge. | item no.155
16.07 | Pre-laminated particle board with decorative lamination on both sides | item no.156 | 61 | sqm | 917.93 |  |  | Excess(+) | 1 | Full Conversion | INR | [40 empty] | #VALUE! | #VALUE! | #VALUE! | 16.07 | Pre-laminated particle board with decorative lamination on both sides | item no.156 | 61 | sqm
16.08 | Providing and fixing glazing in aluminium door, window, ventilator shutters and partitions etc. with EPDM rubber / neoprene gasket etc. complete as per the architectural drawings and the directions of engineer-in-charge . (Cost of aluminium snap beading shall be paid in basic item): | item no.157 | [52 empty] | 16.08 | Providing and fixing glazing in aluminium door, window, ventilator shutters and partitions etc. with EPDM rubber / neoprene gasket etc. complete as per the architectural drawings and the directions of engineer-in-charge . (Cost of aluminium snap beading shall be paid in basic item): | item no.157
16.09 | With float glass panes of 5 mm thickness (weight not less than 12.50 kg/sqm) | item no.158 | 7.15 | sqm | 1136.69 |  |  | Excess(+) | 1 | Full Conversion | INR | [40 empty] | #VALUE! | #VALUE! | #VALUE! | 16.09 | With float glass panes of 5 mm thickness (weight not less than 12.50 kg/sqm) | item no.158 | 7.15 | sqm
16.1 | Providing and fixing double action hydraulic floor spring of approved brand and manufacture conforming to IS : 6315, having brand logo embossed on the body / plate with double spring mechanism and door weight upto 125 kg, for doors, including cost of cutting floors, embedding in floors as required and making good the same matching to the existing floor finishing and cover plates with brass pivot and single piece M.S. sheet outer box with slide plate etc. complete as per the direction of Engineer-in-charge. | item no.159 | [52 empty] | 16.1 | Providing and fixing double action hydraulic floor spring of approved brand and manufacture conforming to IS : 6315, having brand logo embossed on the body / plate with double spring mechanism and door weight upto 125 kg, for doors, including cost of cutting floors, embedding in floors as required and making good the same matching to the existing floor finishing and cover plates with brass pivot and single piece M.S. sheet outer box with slide plate etc. complete as per the direction of Engineer-in-charge. | item no.159
16.11 | With stainless steel cover plate minimum 1.25 mm thickness | item no.160 | 2 | each | 2115.3 |  |  | Excess(+) | 1 | Full Conversion | INR | [40 empty] | #VALUE! | #VALUE! | #VALUE! | 16.11 | With stainless steel cover plate minimum 1.25 mm thickness | item no.160 | 2 | each
16.12 | Providing and fixing double glazed hermetically sealed glazing in aluminium windows, ventilators and partition etc. with 6 mm thick clear float glass both side, having 12 mm air gap, including providing EPDM gasket, perforated aluminium spacers, desiccants, sealant (Both primary and secondary sealant) etc. as per specifications, drawings and direction of Engineer-in-charge complete. | item no.161 | 36 | sqm | 3424.24 |  |  | Excess(+) | 1 | Full Conversion | INR | [40 empty] | #VALUE! | #VALUE! | #VALUE! | 16.12 | Providing and fixing double glazed hermetically sealed glazing in aluminium windows, ventilators and partition etc. with 6 mm thick clear float glass both side, having 12 mm air gap, including providing EPDM gasket, perforated aluminium spacers, desiccants, sealant (Both primary and secondary sealant) etc. as per specifications, drawings and direction of Engineer-in-charge complete. | item no.161 | 36 | sqm
16.13 | Providing and fixing Brass 100mm mortice latch and lock with 6 levers without pair of handles (best make of approved quality) for aluminium doors including necessary cutting and making good etc. complete. | item no.162 | 5 | each | 402.06 |  |  | Excess(+) | 1 | Full Conversion | INR | [40 empty] | #VALUE! | #VALUE! | #VALUE! | 16.13 | Providing and fixing Brass 100mm mortice latch and lock with 6 levers without pair of handles (best make of approved quality) for aluminium doors including necessary cutting and making good etc. complete. | item no.162 | 5 | each
16.14 | Providing and fixing aluminium round shape handle of outer dia 100 mm with SS screws etc. complete as per direction of Engineer-in-charge | item no.163 | [52 empty] | 16.14 | Providing and fixing aluminium round shape handle of outer dia 100 mm with SS screws etc. complete as per direction of Engineer-in-charge | item no.163
16.15 | Polyester powder coated minimum thickness 50 micron aluminium | item no.164 | 14 | each | 77.99 |  |  | Excess(+) | 1 | Full Conversion | INR | [40 empty] | #VALUE! | #VALUE! | #VALUE! | 16.15 | Polyester powder coated minimum thickness 50 micron aluminium | item no.164 | 14 | each
17 | NEW TECHNOLOGIES AND MATERIALS | item no.165 | [52 empty] | 17 | NEW TECHNOLOGIES AND MATERIALS | item no.165
17.01 | Providing, mixing and applying bonding coat of approved adhesive on chipped portion of RCC as per specifications and direction of Engineer-In-charge complete in all respect. | item no.166 | [52 empty] | 17.01 | Providing, mixing and applying bonding coat of approved adhesive on chipped portion of RCC as per specifications and direction of Engineer-In-charge complete in all respect. | item no.166
17.02 | SBR Polymer (@10% of cement weight) modified cementitious bond coat @ 2.2 kg cement per sqm of surface area mixed with specified proportion of approved polymer | item no.167 | 198 | sqm | 102.84 |  |  | Excess(+) | 1 | Full Conversion | INR | [40 empty] | #VALUE! | #VALUE! | #VALUE! | 17.02 | SBR Polymer (@10% of cement weight) modified cementitious bond coat @ 2.2 kg cement per sqm of surface area mixed with specified proportion of approved polymer | item no.167 | 198 | sqm
17.03 | Providing, erecting, maintaining and removing temporary protective screens made out of specified fabric with all necessary fixing arrangement to ensure that it remains in position for the work duration as required by the Engineer-in-charge. | item no.168 | [52 empty] | 17.03 | Providing, erecting, maintaining and removing temporary protective screens made out of specified fabric with all necessary fixing arrangement to ensure that it remains in position for the work duration as required by the Engineer-in-charge. | item no.168
17.04 | Wooven PVC cloth | item no.169 | 120 | sqm | 39.89 |  |  | Excess(+) | 1 | Full Conversion | INR | [40 empty] | #VALUE! | #VALUE! | #VALUE! | 17.04 | Wooven PVC cloth | item no.169 | 120 | sqm
18 | MINOR CIVIL MAINTENANCE WORK: | item no.170 | [52 empty] | 18 | MINOR CIVIL MAINTENANCE WORK: | item no.170
18.01 | Providing and fixing on wall face unplasticised Rigid PVC rain water pipes conforming to IS : 13592 Type A, including jointing with seal ring conforming to IS : 5382, leaving 10 mm gap for thermal expansion, (i) Single socketed pipes. 200 mm diameter | item no.171 | 77 | Rmt | 1982.68 |  |  | Excess(+) | 1 | Full Conversion | INR | [40 empty] | #VALUE! | #VALUE! | #VALUE! | 18.01 | Providing and fixing on wall face unplasticised Rigid PVC rain water pipes conforming to IS : 13592 Type A, including jointing with seal ring conforming to IS : 5382, leaving 10 mm gap for thermal expansion, (i) Single socketed pipes. 200 mm diameter | item no.171 | 77 | Rmt
18.02 | Providing and fixing on wall face unplasticised - PVC moulded fittings/ accessories for unplasticised Rigid PVC rain water pipes conforming to IS : 13592 Type A, including jointing with seal ring conforming to IS : 5382, leaving 10 mm gap for thermal expansion Coupler 200 mm. | item no.172 | 9 | Each | 790.04 |  |  | Excess(+) | 1 | Full Conversion | INR | [40 empty] | #VALUE! | #VALUE! | #VALUE! | 18.02 | Providing and fixing on wall face unplasticised - PVC moulded fittings/ accessories for unplasticised Rigid PVC rain water pipes conforming to IS : 13592 Type A, including jointing with seal ring conforming to IS : 5382, leaving 10 mm gap for thermal expansion Coupler 200 mm. | item no.172 | 9 | Each
18.03 | Providing and fixing on wall face unplasticised - PVC moulded fittings/ accessories for unplasticised Rigid PVC rain water pipes conforming to IS : 13592 Type A, including jointing with seal ring conforming to IS : 5382, leaving 10 mm gap for thermal expansion. Shoe (Plain) 200 mm Shoe | item no.173 | 9 | Each | 1828.93 |  |  | Excess(+) | 1 | Full Conversion | INR | [40 empty] | #VALUE! | #VALUE! | #VALUE! | 18.03 | Providing and fixing on wall face unplasticised - PVC moulded fittings/ accessories for unplasticised Rigid PVC rain water pipes conforming to IS : 13592 Type A, including jointing with seal ring conforming to IS : 5382, leaving 10 mm gap for thermal expansion. Shoe (Plain) 200 mm Shoe | item no.173 | 9 | Each
18.04 | Providing and fixing unplasticised -PVC pipe clips of approved design to unplasticised - PVC rain water pipes by means of 50x50x50 mm hard wood plugs, screwed with M.S. screws of required length, including cutting brick work and fixing in cement mortar 1:4 (1 cement : 4 coarse sand) and making good the wall etc. complete. 200 mm | item no.174 | 31 | Each | 377.77 |  |  | Excess(+) | 1 | Full Conversion | INR | [40 empty] | #VALUE! | #VALUE! | #VALUE! | 18.04 | Providing and fixing unplasticised -PVC pipe clips of approved design to unplasticised - PVC rain water pipes by means of 50x50x50 mm hard wood plugs, screwed with M.S. screws of required length, including cutting brick work and fixing in cement mortar 1:4 (1 cement : 4 coarse sand) and making good the wall etc. complete. 200 mm | item no.174 | 31 | Each
18.05 | Supplying and fixing double skin insulated Roofing system comprising of Hi- Rib profiled external sheets manufactured out of 0.5mm TCT SMP coated galvalume steel ( 150 GSM Zinc aluminum alloy coating mass total of both side, AZ-150 as per as 1397 ) having 550 Mpa yield strength . The sheets shall have 1000.1020 mm cover width, 28-30mm high crests at 200-250 mm wide pan with special male / female using 3 small ribs. The inner sheets shall be 0.5mm Hi-Rib smp coated Galvalume hi- tensile steel in similar dimensions / size and fixed to the to the structure by means of corrosion protected self drilling, self tapping fasteners. The subgrits of size 50mm x 50mm x 50mm manufactured out of 1.6mm G.I. “z” shape would be fixed to inner sheeting face side at purlin location by means of Galvanized polymer coated self drilling, self tapping fasteners thru the crest. The outer sheets shall be fixed glass wool insulation of (24 kg – density) wrapped in black polythene shall be fixed in the cavity between two sheets. The sheets shall be supplied in custom lengths. | item no.175 | 218 | Sqm | 3343.35 |  |  | Excess(+) | 1 | Full Conversion | INR | [40 empty] | #VALUE! | #VALUE! | #VALUE! | 18.05 | Supplying and fixing double skin insulated Roofing system comprising of Hi- Rib profiled external sheets manufactured out of 0.5mm TCT SMP coated galvalume steel ( 150 GSM Zinc aluminum alloy coating mass total of both side, AZ-150 as per as 1397 ) having 550 Mpa yield strength . The sheets shall have 1000.1020 mm cover width, 28-30mm high crests at 200-250 mm wide pan with special male / female using 3 small ribs. The inner sheets shall be 0.5mm Hi-Rib smp coated Galvalume hi- tensile steel in similar dimensions / size and fixed to the to the structure by means of corrosion protected self drilling, self tapping fasteners. The subgrits of size 50mm x 50mm x 50mm manufactured out of 1.6mm G.I. “z” shape would be fixed to inner sheeting face side at purlin location by means of Galvanized polymer coated self drilling, self tapping fasteners thru the crest. The outer sheets shall be fixed glass wool insulation of (24 kg – density) wrapped in black polythene shall be fixed in the cavity between two sheets. The sheets shall be supplied in custom lengths. | item no.175 | 218 | Sqm
18.06 | Supplying and fixing Plain ridge of HI-Rib profiled external sheets manufactured out of 0.50 mm TCT SMP coated Galvalume steel (150 GSM Zinc aluminum alloy coating mass total of both sides,AZ-150 as per as 1397) having 550 Mpa yield strength. This shall be fixed by means of self- drilling, self- stitching screws (12-14x20) with EPDM nylon washer etc. | item no.176 | 15 | Sqm | 807.1 | 20610 |  | Excess(+) | 1 | Full Conversion | INR | [40 empty] | #VALUE! | #VALUE! | #VALUE! | 18.06 | Supplying and fixing Plain ridge of HI-Rib profiled external sheets manufactured out of 0.50 mm TCT SMP coated Galvalume steel (150 GSM Zinc aluminum alloy coating mass total of both sides,AZ-150 as per as 1397) having 550 Mpa yield strength. This shall be fixed by means of self- drilling, self- stitching screws (12-14x20) with EPDM nylon washer etc. | item no.176 | 15 | Sqm
18.07 | Supplying and fixing Crimping ridge of HI-Rib profiled external sheets manufactured out of 0.50 mm TCT SMP coated Galvalume steel (150 GSM Zinc aluminum alloy coating mass total of both sides,AZ-150 as per as 1397) having 550 Mpa yield strength. This shall be fixed by means of self- drilling, self- stitching screws (12-14x20) with EPDM nylon washer etc. | item no.177 | 15 | mt | 1428.84 |  |  | Excess(+) | 1 | Full Conversion | INR | [40 empty] | #VALUE! | #VALUE! | #VALUE! | 18.07 | Supplying and fixing Crimping ridge of HI-Rib profiled external sheets manufactured out of 0.50 mm TCT SMP coated Galvalume steel (150 GSM Zinc aluminum alloy coating mass total of both sides,AZ-150 as per as 1397) having 550 Mpa yield strength. This shall be fixed by means of self- drilling, self- stitching screws (12-14x20) with EPDM nylon washer etc. | item no.177 | 15 | mt
18.08 | Supplying and fixing Eave Gutter of HI-Rib profiled external sheets manufactured out of 0.50 mm TCT SMP coated Galvalume steel (150 GSM Zinc aluminum alloy coating mass total of both sides,AZ-150 as per as 1397) having 550 Mpa yield strength. This shall be fixed by means of self- drilling, self- stitching screws (12-14x20) with EPDM nylon washer etc. | item no.178 | 33.6 | mt | 1358.48 |  |  | Excess(+) | 1 | Full Conversion | INR | [40 empty] | #VALUE! | #VALUE! | #VALUE! | 18.08 | Supplying and fixing Eave Gutter of HI-Rib profiled external sheets manufactured out of 0.50 mm TCT SMP coated Galvalume steel (150 GSM Zinc aluminum alloy coating mass total of both sides,AZ-150 as per as 1397) having 550 Mpa yield strength. This shall be fixed by means of self- drilling, self- stitching screws (12-14x20) with EPDM nylon washer etc. | item no.178 | 33.6 | mt
18.09 | Supplying and fixing U flashing of HI-Rib profiled external sheets manufactured out of 0.50 mm TCT SMP coated Galvalume steel (150 GSM Zinc aluminum alloy coating mass total of both sides,AZ-150 as per as 1397) having 550 Mpa yield strength. This shall be fixed by means of self- drilling, self- stitching screws (12-14x20) with EPDM nylon washer etc. | item no.179 | 33.6 | Sqm | 689.78 |  |  | Excess(+) | 1 | Full Conversion | INR | [40 empty] | #VALUE! | #VALUE! | #VALUE! | 18.09 | Supplying and fixing U flashing of HI-Rib profiled external sheets manufactured out of 0.50 mm TCT SMP coated Galvalume steel (150 GSM Zinc aluminum alloy coating mass total of both sides,AZ-150 as per as 1397) having 550 Mpa yield strength. This shall be fixed by means of self- drilling, self- stitching screws (12-14x20) with EPDM nylon washer etc. | item no.179 | 33.6 | Sqm
18.1 | Supplying and fixing Gutter cap of HI-Rib profiled external sheets manufactured out of 0.50 mm TCT SMP coated Galvalume steel (150 GSM Zinc aluminum alloy coating mass total of both sides,AZ-150 as per as 1397) having 550 Mpa yield strength. This shall be fixed by means of self- drilling, self- stitching screws (12-14x20) with EPDM nylon washer etc. | item no.180 | 9 | Each | 724.98 |  |  | Excess(+) | 1 | Full Conversion | INR | [40 empty] | #VALUE! | #VALUE! | #VALUE! | 18.1 | Supplying and fixing Gutter cap of HI-Rib profiled external sheets manufactured out of 0.50 mm TCT SMP coated Galvalume steel (150 GSM Zinc aluminum alloy coating mass total of both sides,AZ-150 as per as 1397) having 550 Mpa yield strength. This shall be fixed by means of self- drilling, self- stitching screws (12-14x20) with EPDM nylon washer etc. | item no.180 | 9 | Each
18.11 | Recover the cost of precoated galvanised iron profile sheets which will received from dismantling of roofing. | item no.181 | 443 | Sqm | -70.14 |  |  | Excess(+) | 1 | Full Conversion | INR | [40 empty] | #VALUE! | #VALUE! | #VALUE! | 18.11 | Recover the cost of precoated galvanised iron profile sheets which will received from dismantling of roofing. | item no.181 | 443 | Sqm
18.12 | Recovery the cost of M.S angle, flats, bars, channels etc, which will receive from dismantling work. | item no.182 | 2670 | kg | -26.3 |  |  | Excess(+) | 1 | Full Conversion | INR | [40 empty] | #VALUE! | #VALUE! | #VALUE! | 18.12 | Recovery the cost of M.S angle, flats, bars, channels etc, which will receive from dismantling work. | item no.182 | 2670 | kg
Total in Figures | [51 empty] | #VALUE! | #VALUE! | #VALUE!
Quoted Rate in Figures |  |  |  | Select | [47 empty] | 0 | 0 | #VALUE!
Quoted Rate in Words |  | #VALUE!
Note on K15: gepadmin: 1. If you choose "Full Conversion" then Column BA (AMOUNT) and Column BB (TAXES) BOTH values will be convert based on selected Currency in (Column L). 2. If you choose "Partial Conversion" then Column BA (AMOUNT) only will be converted based on selected currency (Column L) and Column BB (TAXES) value (INR) will be added to the converted values.
Note on K18: gepadmin: 1. If you choose "Full Conversion" then Column BA (AMOUNT) and Column BB (TAXES) BOTH values will be convert based on selected Currency in (Column L). 2. If you choose "Partial Conversion" then Column BA (AMOUNT) only will be converted based on selected currency (Column L) and Column BB (TAXES) value (INR) will be added to the converted values.
Note on K21: gepadmin: 1. If you choose "Full Conversion" then Column BA (AMOUNT) and Column BB (TAXES) BOTH values will be convert based on selected Currency in (Column L). 2. If you choose "Partial Conversion" then Column BA (AMOUNT) only will be converted based on selected currency (Column L) and Column BB (TAXES) value (INR) will be added to the converted values.
Note on K22: gepadmin: 1. If you choose "Full Conversion" then Column BA (AMOUNT) and Column BB (TAXES) BOTH values will be convert based on selected Currency in (Column L). 2. If you choose "Partial Conversion" then Column BA (AMOUNT) only will be converted based on selected currency (Column L) and Column BB (TAXES) value (INR) will be added to the converted values.
Note on K24: gepadmin: 1. If you choose "Full Conversion" then Column BA (AMOUNT) and Column BB (TAXES) BOTH values will be convert based on selected Currency in (Column L). 2. If you choose "Partial Conversion" then Column BA (AMOUNT) only will be converted based on selected currency (Column L) and Column BB (TAXES) value (INR) will be added to the converted values.
Note on K27: gepadmin: 1. If you choose "Full Conversion" then Column BA (AMOUNT) and Column BB (TAXES) BOTH values will be convert based on selected Currency in (Column L). 2. If you choose "Partial Conversion" then Column BA (AMOUNT) only will be converted based on selected currency (Column L) and Column BB (TAXES) value (INR) will be added to the converted values.
Note on K28: gepadmin: 1. If you choose "Full Conversion" then Column BA (AMOUNT) and Column BB (TAXES) BOTH values will be convert based on selected Currency in (Column L). 2. If you choose "Partial Conversion" then Column BA (AMOUNT) only will be converted based on selected currency (Column L) and Column BB (TAXES) value (INR) will be added to the converted values.
Note on K30: gepadmin: 1. If you choose "Full Conversion" then Column BA (AMOUNT) and Column BB (TAXES) BOTH values will be convert based on selected Currency in (Column L). 2. If you choose "Partial Conversion" then Column BA (AMOUNT) only will be converted based on selected currency (Column L) and Column BB (TAXES) value (INR) will be added to the converted values.
Note on K31: gepadmin: 1. If you choose "Full Conversion" then Column BA (AMOUNT) and Column BB (TAXES) BOTH values will be convert based on selected Currency in (Column L). 2. If you choose "Partial Conversion" then Column BA (AMOUNT) only will be converted based on selected currency (Column L) and Column BB (TAXES) value (INR) will be added to the converted values.
Note on K32: gepadmin: 1. If you choose "Full Conversion" then Column BA (AMOUNT) and Column BB (TAXES) BOTH values will be convert based on selected Currency in (Column L). 2. If you choose "Partial Conversion" then Column BA (AMOUNT) only will be converted based on selected currency (Column L) and Column BB (TAXES) value (INR) will be added to the converted values.
Note on K33: gepadmin: 1. If you choose "Full Conversion" then Column BA (AMOUNT) and Column BB (TAXES) BOTH values will be convert based on selected Currency in (Column L). 2. If you choose "Partial Conversion" then Column BA (AMOUNT) only will be converted based on selected currency (Column L) and Column BB (TAXES) value (INR) will be added to the converted values.
Note on K34: gepadmin: 1. If you choose "Full Conversion" then Column BA (AMOUNT) and Column BB (TAXES) BOTH values will be convert based on selected Currency in (Column L). 2. If you choose "Partial Conversion" then Column BA (AMOUNT) only will be converted based on selected currency (Column L) and Column BB (TAXES) value (INR) will be added to the converted values.
Note on K37: gepadmin: 1. If you choose "Full Conversion" then Column BA (AMOUNT) and Column BB (TAXES) BOTH values will be convert based on selected Currency in (Column L). 2. If you choose "Partial Conversion" then Column BA (AMOUNT) only will be converted based on selected currency (Column L) and Column BB (TAXES) value (INR) will be added to the converted values.
Note on K39: gepadmin: 1. If you choose "Full Conversion" then Column BA (AMOUNT) and Column BB (TAXES) BOTH values will be convert based on selected Currency in (Column L). 2. If you choose "Partial Conversion" then Column BA (AMOUNT) only will be converted based on selected currency (Column L) and Column BB (TAXES) value (INR) will be added to the converted values.
Note on K42: gepadmin: 1. If you choose "Full Conversion" then Column BA (AMOUNT) and Column BB (TAXES) BOTH values will be convert based on selected Currency in (Column L). 2. If you choose "Partial Conversion" then Column BA (AMOUNT) only will be converted based on selected currency (Column L) and Column BB (TAXES) value (INR) will be added to the converted values.
Note on K43: gepadmin: 1. If you choose "Full Conversion" then Column BA (AMOUNT) and Column BB (TAXES) BOTH values will be convert based on selected Currency in (Column L). 2. If you choose "Partial Conversion" then Column BA (AMOUNT) only will be converted based on selected currency (Column L) and Column BB (TAXES) value (INR) will be added to the converted values.
Note on K46: gepadmin: 1. If you choose "Full Conversion" then Column BA (AMOUNT) and Column BB (TAXES) BOTH values will be convert based on selected Currency in (Column L). 2. If you choose "Partial Conversion" then Column BA (AMOUNT) only will be converted based on selected currency (Column L) and Column BB (TAXES) value (INR) will be added to the converted values.
Note on K48: gepadmin: 1. If you choose "Full Conversion" then Column BA (AMOUNT) and Column BB (TAXES) BOTH values will be convert based on selected Currency in (Column L). 2. If you choose "Partial Conversion" then Column BA (AMOUNT) only will be converted based on selected currency (Column L) and Column BB (TAXES) value (INR) will be added to the converted values.
Note on K50: gepadmin: 1. If you choose "Full Conversion" then Column BA (AMOUNT) and Column BB (TAXES) BOTH values will be convert based on selected Currency in (Column L). 2. If you choose "Partial Conversion" then Column BA (AMOUNT) only will be converted based on selected currency (Column L) and Column BB (TAXES) value (INR) will be added to the converted values.
Note on K52: gepadmin: 1. If you choose "Full Conversion" then Column BA (AMOUNT) and Column BB (TAXES) BOTH values will be convert based on selected Currency in (Column L). 2. If you choose "Partial Conversion" then Column BA (AMOUNT) only will be converted based on selected currency (Column L) and Column BB (TAXES) value (INR) will be added to the converted values.
Note on K54: gepadmin: 1. If you choose "Full Conversion" then Column BA (AMOUNT) and Column BB (TAXES) BOTH values will be convert based on selected Currency in (Column L). 2. If you choose "Partial Conversion" then Column BA (AMOUNT) only will be converted based on selected currency (Column L) and Column BB (TAXES) value (INR) will be added to the converted values.
Note on K56: gepadmin: 1. If you choose "Full Conversion" then Column BA (AMOUNT) and Column BB (TAXES) BOTH values will be convert based on selected Currency in (Column L). 2. If you choose "Partial Conversion" then Column BA (AMOUNT) only will be converted based on selected currency (Column L) and Column BB (TAXES) value (INR) will be added to the converted values.
Note on K58: gepadmin: 1. If you choose "Full Conversion" then Column BA (AMOUNT) and Column BB (TAXES) BOTH values will be convert based on selected Currency in (Column L). 2. If you choose "Partial Conversion" then Column BA (AMOUNT) only will be converted based on selected currency (Column L) and Column BB (TAXES) value (INR) will be added to the converted values.
Note on K60: gepadmin: 1. If you choose "Full Conversion" then Column BA (AMOUNT) and Column BB (TAXES) BOTH values will be convert based on selected Currency in (Column L). 2. If you choose "Partial Conversion" then Column BA (AMOUNT) only will be converted based on selected currency (Column L) and Column BB (TAXES) value (INR) will be added to the converted values.
Note on K61: gepadmin: 1. If you choose "Full Conversion" then Column BA (AMOUNT) and Column BB (TAXES) BOTH values will be convert based on selected Currency in (Column L). 2. If you choose "Partial Conversion" then Column BA (AMOUNT) only will be converted based on selected currency (Column L) and Column BB (TAXES) value (INR) will be added to the converted values.
Note on K62: gepadmin: 1. If you choose "Full Conversion" then Column BA (AMOUNT) and Column BB (TAXES) BOTH values will be convert based on selected Currency in (Column L). 2. If you choose "Partial Conversion" then Column BA (AMOUNT) only will be converted based on selected currency (Column L) and Column BB (TAXES) value (INR) will be added to the converted values.
Note on K63: gepadmin: 1. If you choose "Full Conversion" then Column BA (AMOUNT) and Column BB (TAXES) BOTH values will be convert based on selected Currency in (Column L). 2. If you choose "Partial Conversion" then Column BA (AMOUNT) only will be converted based on selected currency (Column L) and Column BB (TAXES) value (INR) will be added to the converted values.
Note on K64: gepadmin: 1. If you choose "Full Conversion" then Column BA (AMOUNT) and Column BB (TAXES) BOTH values will be convert based on selected Currency in (Column L). 2. If you choose "Partial Conversion" then Column BA (AMOUNT) only will be converted based on selected currency (Column L) and Column BB (TAXES) value (INR) will be added to the converted values.
Note on K66: gepadmin: 1. If you choose "Full Conversion" then Column BA (AMOUNT) and Column BB (TAXES) BOTH values will be convert based on selected Currency in (Column L). 2. If you choose "Partial Conversion" then Column BA (AMOUNT) only will be converted based on selected currency (Column L) and Column BB (TAXES) value (INR) will be added to the converted values.
Note on K68: gepadmin: 1. If you choose "Full Conversion" then Column BA (AMOUNT) and Column BB (TAXES) BOTH values will be convert based on selected Currency in (Column L). 2. If you choose "Partial Conversion" then Column BA (AMOUNT) only will be converted based on selected currency (Column L) and Column BB (TAXES) value (INR) will be added to the converted values.
Note on K70: gepadmin: 1. If you choose "Full Conversion" then Column BA (AMOUNT) and Column BB (TAXES) BOTH values will be convert based on selected Currency in (Column L). 2. If you choose "Partial Conversion" then Column BA (AMOUNT) only will be converted based on selected currency (Column L) and Column BB (TAXES) value (INR) will be added to the converted values.
Note on K71: gepadmin: 1. If you choose "Full Conversion" then Column BA (AMOUNT) and Column BB (TAXES) BOTH values will be convert based on selected Currency in (Column L). 2. If you choose "Partial Conversion" then Column BA (AMOUNT) only will be converted based on selected currency (Column L) and Column BB (TAXES) value (INR) will be added to the converted values.
Note on K73: gepadmin: 1. If you choose "Full Conversion" then Column BA (AMOUNT) and Column BB (TAXES) BOTH values will be convert based on selected Currency in (Column L). 2. If you choose "Partial Conversion" then Column BA (AMOUNT) only will be converted based on selected currency (Column L) and Column BB (TAXES) value (INR) will be added to the converted values.
Note on K75: gepadmin: 1. If you choose "Full Conversion" then Column BA (AMOUNT) and Column BB (TAXES) BOTH values will be convert based on selected Currency in (Column L). 2. If you choose "Partial Conversion" then Column BA (AMOUNT) only will be converted based on selected currency (Column L) and Column BB (TAXES) value (INR) will be added to the converted values.
Note on K77: gepadmin: 1. If you choose "Full Conversion" then Column BA (AMOUNT) and Column BB (TAXES) BOTH values will be convert based on selected Currency in (Column L). 2. If you choose "Partial Conversion" then Column BA (AMOUNT) only will be converted based on selected currency (Column L) and Column BB (TAXES) value (INR) will be added to the converted values.
Note on K80: gepadmin: 1. If you choose "Full Conversion" then Column BA (AMOUNT) and Column BB (TAXES) BOTH values will be convert based on selected Currency in (Column L). 2. If you choose "Partial Conversion" then Column BA (AMOUNT) only will be converted based on selected currency (Column L) and Column BB (TAXES) value (INR) will be added to the converted values.
Note on K82: gepadmin: 1. If you choose "Full Conversion" then Column BA (AMOUNT) and Column BB (TAXES) BOTH values will be convert based on selected Currency in (Column L). 2. If you choose "Partial Conversion" then Column BA (AMOUNT) only will be converted based on selected currency (Column L) and Column BB (TAXES) value (INR) will be added to the converted values.
Note on K83: gepadmin: 1. If you choose "Full Conversion" then Column BA (AMOUNT) and Column BB (TAXES) BOTH values will be convert based on selected Currency in (Column L). 2. If you choose "Partial Conversion" then Column BA (AMOUNT) only will be converted based on selected currency (Column L) and Column BB (TAXES) value (INR) will be added to the converted values.
Note on K85: gepadmin: 1. If you choose "Full Conversion" then Column BA (AMOUNT) and Column BB (TAXES) BOTH values will be convert based on selected Currency in (Column L). 2. If you choose "Partial Conversion" then Column BA (AMOUNT) only will be converted based on selected currency (Column L) and Column BB (TAXES) value (INR) will be added to the converted values.
Note on K87: gepadmin: 1. If you choose "Full Conversion" then Column BA (AMOUNT) and Column BB (TAXES) BOTH values will be convert based on selected Currency in (Column L). 2. If you choose "Partial Conversion" then Column BA (AMOUNT) only will be converted based on selected currency (Column L) and Column BB (TAXES) value (INR) will be added to the converted values.
Note on K90: gepadmin: 1. If you choose "Full Conversion" then Column BA (AMOUNT) and Column BB (TAXES) BOTH values will be convert based on selected Currency in (Column L). 2. If you choose "Partial Conversion" then Column BA (AMOUNT) only will be converted based on selected currency (Column L) and Column BB (TAXES) value (INR) will be added to the converted values.
Note on K92: gepadmin: 1. If you choose "Full Conversion" then Column BA (AMOUNT) and Column BB (TAXES) BOTH values will be convert based on selected Currency in (Column L). 2. If you choose "Partial Conversion" then Column BA (AMOUNT) only will be converted based on selected currency (Column L) and Column BB (TAXES) value (INR) will be added to the converted values.
Note on K94: gepadmin: 1. If you choose "Full Conversion" then Column BA (AMOUNT) and Column BB (TAXES) BOTH values will be convert based on selected Currency in (Column L). 2. If you choose "Partial Conversion" then Column BA (AMOUNT) only will be converted based on selected currency (Column L) and Column BB (TAXES) value (INR) will be added to the converted values.
Note on K96: gepadmin: 1. If you choose "Full Conversion" then Column BA (AMOUNT) and Column BB (TAXES) BOTH values will be convert based on selected Currency in (Column L). 2. If you choose "Partial Conversion" then Column BA (AMOUNT) only will be converted based on selected currency (Column L) and Column BB (TAXES) value (INR) will be added to the converted values.
Note on K98: gepadmin: 1. If you choose "Full Conversion" then Column BA (AMOUNT) and Column BB (TAXES) BOTH values will be convert based on selected Currency in (Column L). 2. If you choose "Partial Conversion" then Column BA (AMOUNT) only will be converted based on selected currency (Column L) and Column BB (TAXES) value (INR) will be added to the converted values.
Note on K99: gepadmin: 1. If you choose "Full Conversion" then Column BA (AMOUNT) and Column BB (TAXES) BOTH values will be convert based on selected Currency in (Column L). 2. If you choose "Partial Conversion" then Column BA (AMOUNT) only will be converted based on selected currency (Column L) and Column BB (TAXES) value (INR) will be added to the converted values.
Note on K100: gepadmin: 1. If you choose "Full Conversion" then Column BA (AMOUNT) and Column BB (TAXES) BOTH values will be convert based on selected Currency in (Column L). 2. If you choose "Partial Conversion" then Column BA (AMOUNT) only will be converted based on selected currency (Column L) and Column BB (TAXES) value (INR) will be added to the converted values.
Note on K102: gepadmin: 1. If you choose "Full Conversion" then Column BA (AMOUNT) and Column BB (TAXES) BOTH values will be convert based on selected Currency in (Column L). 2. If you choose "Partial Conversion" then Column BA (AMOUNT) only will be converted based on selected currency (Column L) and Column BB (TAXES) value (INR) will be added to the converted values.
Note on K104: gepadmin: 1. If you choose "Full Conversion" then Column BA (AMOUNT) and Column BB (TAXES) BOTH values will be convert based on selected Currency in (Column L). 2. If you choose "Partial Conversion" then Column BA (AMOUNT) only will be converted based on selected currency (Column L) and Column BB (TAXES) value (INR) will be added to the converted values.
Note on K107: gepadmin: 1. If you choose "Full Conversion" then Column BA (AMOUNT) and Column BB (TAXES) BOTH values will be convert based on selected Currency in (Column L). 2. If you choose "Partial Conversion" then Column BA (AMOUNT) only will be converted based on selected currency (Column L) and Column BB (TAXES) value (INR) will be added to the converted values.
Note on K108: gepadmin: 1. If you choose "Full Conversion" then Column BA (AMOUNT) and Column BB (TAXES) BOTH values will be convert based on selected Currency in (Column L). 2. If you choose "Partial Conversion" then Column BA (AMOUNT) only will be converted based on selected currency (Column L) and Column BB (TAXES) value (INR) will be added to the converted values.
Note on K110: gepadmin: 1. If you choose "Full Conversion" then Column BA (AMOUNT) and Column BB (TAXES) BOTH values will be convert based on selected Currency in (Column L). 2. If you choose "Partial Conversion" then Column BA (AMOUNT) only will be converted based on selected currency (Column L) and Column BB (TAXES) value (INR) will be added to the converted values.
Note on K112: gepadmin: 1. If you choose "Full Conversion" then Column BA (AMOUNT) and Column BB (TAXES) BOTH values will be convert based on selected Currency in (Column L). 2. If you choose "Partial Conversion" then Column BA (AMOUNT) only will be converted based on selected currency (Column L) and Column BB (TAXES) value (INR) will be added to the converted values.
Note on K113: gepadmin: 1. If you choose "Full Conversion" then Column BA (AMOUNT) and Column BB (TAXES) BOTH values will be convert based on selected Currency in (Column L). 2. If you choose "Partial Conversion" then Column BA (AMOUNT) only will be converted based on selected currency (Column L) and Column BB (TAXES) value (INR) will be added to the converted values.
Note on K115: gepadmin: 1. If you choose "Full Conversion" then Column BA (AMOUNT) and Column BB (TAXES) BOTH values will be convert based on selected Currency in (Column L). 2. If you choose "Partial Conversion" then Column BA (AMOUNT) only will be converted based on selected currency (Column L) and Column BB (TAXES) value (INR) will be added to the converted values.
Note on K116: gepadmin: 1. If you choose "Full Conversion" then Column BA (AMOUNT) and Column BB (TAXES) BOTH values will be convert based on selected Currency in (Column L). 2. If you choose "Partial Conversion" then Column BA (AMOUNT) only will be converted based on selected currency (Column L) and Column BB (TAXES) value (INR) will be added to the converted values.
Note on K117: gepadmin: 1. If you choose "Full Conversion" then Column BA (AMOUNT) and Column BB (TAXES) BOTH values will be convert based on selected Currency in (Column L). 2. If you choose "Partial Conversion" then Column BA (AMOUNT) only will be converted based on selected currency (Column L) and Column BB (TAXES) value (INR) will be added to the converted values.
Note on K119: gepadmin: 1. If you choose "Full Conversion" then Column BA (AMOUNT) and Column BB (TAXES) BOTH values will be convert based on selected Currency in (Column L). 2. If you choose "Partial Conversion" then Column BA (AMOUNT) only will be converted based on selected currency (Column L) and Column BB (TAXES) value (INR) will be added to the converted values.
Note on K120: gepadmin: 1. If you choose "Full Conversion" then Column BA (AMOUNT) and Column BB (TAXES) BOTH values will be convert based on selected Currency in (Column L). 2. If you choose "Partial Conversion" then Column BA (AMOUNT) only will be converted based on selected currency (Column L) and Column BB (TAXES) value (INR) will be added to the converted values.
Note on K122: gepadmin: 1. If you choose "Full Conversion" then Column BA (AMOUNT) and Column BB (TAXES) BOTH values will be convert based on selected Currency in (Column L). 2. If you choose "Partial Conversion" then Column BA (AMOUNT) only will be converted based on selected currency (Column L) and Column BB (TAXES) value (INR) will be added to the converted values.
Note on K123: gepadmin: 1. If you choose "Full Conversion" then Column BA (AMOUNT) and Column BB (TAXES) BOTH values will be convert based on selected Currency in (Column L). 2. If you choose "Partial Conversion" then Column BA (AMOUNT) only will be converted based on selected currency (Column L) and Column BB (TAXES) value (INR) will be added to the converted values.
Note on K124: gepadmin: 1. If you choose "Full Conversion" then Column BA (AMOUNT) and Column BB (TAXES) BOTH values will be convert based on selected Currency in (Column L). 2. If you choose "Partial Conversion" then Column BA (AMOUNT) only will be converted based on selected currency (Column L) and Column BB (TAXES) value (INR) will be added to the converted values.
Note on K128: gepadmin: 1. If you choose "Full Conversion" then Column BA (AMOUNT) and Column BB (TAXES) BOTH values will be convert based on selected Currency in (Column L). 2. If you choose "Partial Conversion" then Column BA (AMOUNT) only will be converted based on selected currency (Column L) and Column BB (TAXES) value (INR) will be added to the converted values.
Note on K131: gepadmin: 1. If you choose "Full Conversion" then Column BA (AMOUNT) and Column BB (TAXES) BOTH values will be convert based on selected Currency in (Column L). 2. If you choose "Partial Conversion" then Column BA (AMOUNT) only will be converted based on selected currency (Column L) and Column BB (TAXES) value (INR) will be added to the converted values.
Note on K134: gepadmin: 1. If you choose "Full Conversion" then Column BA (AMOUNT) and Column BB (TAXES) BOTH values will be convert based on selected Currency in (Column L). 2. If you choose "Partial Conversion" then Column BA (AMOUNT) only will be converted based on selected currency (Column L) and Column BB (TAXES) value (INR) will be added to the converted values.
Note on K136: gepadmin: 1. If you choose "Full Conversion" then Column BA (AMOUNT) and Column BB (TAXES) BOTH values will be convert based on selected Currency in (Column L). 2. If you choose "Partial Conversion" then Column BA (AMOUNT) only will be converted based on selected currency (Column L) and Column BB (TAXES) value (INR) will be added to the converted values.
Note on K139: gepadmin: 1. If you choose "Full Conversion" then Column BA (AMOUNT) and Column BB (TAXES) BOTH values will be convert based on selected Currency in (Column L). 2. If you choose "Partial Conversion" then Column BA (AMOUNT) only will be converted based on selected currency (Column L) and Column BB (TAXES) value (INR) will be added to the converted values.
Note on K142: gepadmin: 1. If you choose "Full Conversion" then Column BA (AMOUNT) and Column BB (TAXES) BOTH values will be convert based on selected Currency in (Column L). 2. If you choose "Partial Conversion" then Column BA (AMOUNT) only will be converted based on selected currency (Column L) and Column BB (TAXES) value (INR) will be added to the converted values.
Note on K143: gepadmin: 1. If you choose "Full Conversion" then Column BA (AMOUNT) and Column BB (TAXES) BOTH values will be convert based on selected Currency in (Column L). 2. If you choose "Partial Conversion" then Column BA (AMOUNT) only will be converted based on selected currency (Column L) and Column BB (TAXES) value (INR) will be added to the converted values.
Note on K145: gepadmin: 1. If you choose "Full Conversion" then Column BA (AMOUNT) and Column BB (TAXES) BOTH values will be convert based on selected Currency in (Column L). 2. If you choose "Partial Conversion" then Column BA (AMOUNT) only will be converted based on selected currency (Column L) and Column BB (TAXES) value (INR) will be added to the converted values.
Note on K147: gepadmin: 1. If you choose "Full Conversion" then Column BA (AMOUNT) and Column BB (TAXES) BOTH values will be convert based on selected Currency in (Column L). 2. If you choose "Partial Conversion" then Column BA (AMOUNT) only will be converted based on selected currency (Column L) and Column BB (TAXES) value (INR) will be added to the converted values.
Note on K149: gepadmin: 1. If you choose "Full Conversion" then Column BA (AMOUNT) and Column BB (TAXES) BOTH values will be convert based on selected Currency in (Column L). 2. If you choose "Partial Conversion" then Column BA (AMOUNT) only will be converted based on selected currency (Column L) and Column BB (TAXES) value (INR) will be added to the converted values.
Note on K150: gepadmin: 1. If you choose "Full Conversion" then Column BA (AMOUNT) and Column BB (TAXES) BOTH values will be convert based on selected Currency in (Column L). 2. If you choose "Partial Conversion" then Column BA (AMOUNT) only will be converted based on selected currency (Column L) and Column BB (TAXES) value (INR) will be added to the converted values.
Note on K153: gepadmin: 1. If you choose "Full Conversion" then Column BA (AMOUNT) and Column BB (TAXES) BOTH values will be convert based on selected Currency in (Column L). 2. If you choose "Partial Conversion" then Column BA (AMOUNT) only will be converted based on selected currency (Column L) and Column BB (TAXES) value (INR) will be added to the converted values.
Note on K155: gepadmin: 1. If you choose "Full Conversion" then Column BA (AMOUNT) and Column BB (TAXES) BOTH values will be convert based on selected Currency in (Column L). 2. If you choose "Partial Conversion" then Column BA (AMOUNT) only will be converted based on selected currency (Column L) and Column BB (TAXES) value (INR) will be added to the converted values.
Note on K158: gepadmin: 1. If you choose "Full Conversion" then Column BA (AMOUNT) and Column BB (TAXES) BOTH values will be convert based on selected Currency in (Column L). 2. If you choose "Partial Conversion" then Column BA (AMOUNT) only will be converted based on selected currency (Column L) and Column BB (TAXES) value (INR) will be added to the converted values.
Note on K160: gepadmin: 1. If you choose "Full Conversion" then Column BA (AMOUNT) and Column BB (TAXES) BOTH values will be convert based on selected Currency in (Column L). 2. If you choose "Partial Conversion" then Column BA (AMOUNT) only will be converted based on selected currency (Column L) and Column BB (TAXES) value (INR) will be added to the converted values.
Note on K164: gepadmin: 1. If you choose "Full Conversion" then Column BA (AMOUNT) and Column BB (TAXES) BOTH values will be convert based on selected Currency in (Column L). 2. If you choose "Partial Conversion" then Column BA (AMOUNT) only will be converted based on selected currency (Column L) and Column BB (TAXES) value (INR) will be added to the converted values.
Note on K166: gepadmin: 1. If you choose "Full Conversion" then Column BA (AMOUNT) and Column BB (TAXES) BOTH values will be convert based on selected Currency in (Column L). 2. If you choose "Partial Conversion" then Column BA (AMOUNT) only will be converted based on selected currency (Column L) and Column BB (TAXES) value (INR) will be added to the converted values.
Note on K168: gepadmin: 1. If you choose "Full Conversion" then Column BA (AMOUNT) and Column BB (TAXES) BOTH values will be convert based on selected Currency in (Column L). 2. If you choose "Partial Conversion" then Column BA (AMOUNT) only will be converted based on selected currency (Column L) and Column BB (TAXES) value (INR) will be added to the converted values.
Note on K170: gepadmin: 1. If you choose "Full Conversion" then Column BA (AMOUNT) and Column BB (TAXES) BOTH values will be convert based on selected Currency in (Column L). 2. If you choose "Partial Conversion" then Column BA (AMOUNT) only will be converted based on selected currency (Column L) and Column BB (TAXES) value (INR) will be added to the converted values.
Note on K172: gepadmin: 1. If you choose "Full Conversion" then Column BA (AMOUNT) and Column BB (TAXES) BOTH values will be convert based on selected Currency in (Column L). 2. If you choose "Partial Conversion" then Column BA (AMOUNT) only will be converted based on selected currency (Column L) and Column BB (TAXES) value (INR) will be added to the converted values.
Note on K173: gepadmin: 1. If you choose "Full Conversion" then Column BA (AMOUNT) and Column BB (TAXES) BOTH values will be convert based on selected Currency in (Column L). 2. If you choose "Partial Conversion" then Column BA (AMOUNT) only will be converted based on selected currency (Column L) and Column BB (TAXES) value (INR) will be added to the converted values.
Note on K174: gepadmin: 1. If you choose "Full Conversion" then Column BA (AMOUNT) and Column BB (TAXES) BOTH values will be convert based on selected Currency in (Column L). 2. If you choose "Partial Conversion" then Column BA (AMOUNT) only will be converted based on selected currency (Column L) and Column BB (TAXES) value (INR) will be added to the converted values.
Note on K176: gepadmin: 1. If you choose "Full Conversion" then Column BA (AMOUNT) and Column BB (TAXES) BOTH values will be convert based on selected Currency in (Column L). 2. If you choose "Partial Conversion" then Column BA (AMOUNT) only will be converted based on selected currency (Column L) and Column BB (TAXES) value (INR) will be added to the converted values.
Note on K179: gepadmin: 1. If you choose "Full Conversion" then Column BA (AMOUNT) and Column BB (TAXES) BOTH values will be convert based on selected Currency in (Column L). 2. If you choose "Partial Conversion" then Column BA (AMOUNT) only will be converted based on selected currency (Column L) and Column BB (TAXES) value (INR) will be added to the converted values.
Note on K181: gepadmin: 1. If you choose "Full Conversion" then Column BA (AMOUNT) and Column BB (TAXES) BOTH values will be convert based on selected Currency in (Column L). 2. If you choose "Partial Conversion" then Column BA (AMOUNT) only will be converted based on selected currency (Column L) and Column BB (TAXES) value (INR) will be added to the converted values.
Note on K183: gepadmin: 1. If you choose "Full Conversion" then Column BA (AMOUNT) and Column BB (TAXES) BOTH values will be convert based on selected Currency in (Column L). 2. If you choose "Partial Conversion" then Column BA (AMOUNT) only will be converted based on selected currency (Column L) and Column BB (TAXES) value (INR) will be added to the converted values.
Note on K184: gepadmin: 1. If you choose "Full Conversion" then Column BA (AMOUNT) and Column BB (TAXES) BOTH values will be convert based on selected Currency in (Column L). 2. If you choose "Partial Conversion" then Column BA (AMOUNT) only will be converted based on selected currency (Column L) and Column BB (TAXES) value (INR) will be added to the converted values.
Note on K185: gepadmin: 1. If you choose "Full Conversion" then Column BA (AMOUNT) and Column BB (TAXES) BOTH values will be convert based on selected Currency in (Column L). 2. If you choose "Partial Conversion" then Column BA (AMOUNT) only will be converted based on selected currency (Column L) and Column BB (TAXES) value (INR) will be added to the converted values.
Note on K186: gepadmin: 1. If you choose "Full Conversion" then Column BA (AMOUNT) and Column BB (TAXES) BOTH values will be convert based on selected Currency in (Column L). 2. If you choose "Partial Conversion" then Column BA (AMOUNT) only will be converted based on selected currency (Column L) and Column BB (TAXES) value (INR) will be added to the converted values.
Note on K187: gepadmin: 1. If you choose "Full Conversion" then Column BA (AMOUNT) and Column BB (TAXES) BOTH values will be convert based on selected Currency in (Column L). 2. If you choose "Partial Conversion" then Column BA (AMOUNT) only will be converted based on selected currency (Column L) and Column BB (TAXES) value (INR) will be added to the converted values.
Note on K188: gepadmin: 1. If you choose "Full Conversion" then Column BA (AMOUNT) and Column BB (TAXES) BOTH values will be convert based on selected Currency in (Column L). 2. If you choose "Partial Conversion" then Column BA (AMOUNT) only will be converted based on selected currency (Column L) and Column BB (TAXES) value (INR) will be added to the converted values.
Note on K189: gepadmin: 1. If you choose "Full Conversion" then Column BA (AMOUNT) and Column BB (TAXES) BOTH values will be convert based on selected Currency in (Column L). 2. If you choose "Partial Conversion" then Column BA (AMOUNT) only will be converted based on selected currency (Column L) and Column BB (TAXES) value (INR) will be added to the converted values.
Note on K190: gepadmin: 1. If you choose "Full Conversion" then Column BA (AMOUNT) and Column BB (TAXES) BOTH values will be convert based on selected Currency in (Column L). 2. If you choose "Partial Conversion" then Column BA (AMOUNT) only will be converted based on selected currency (Column L) and Column BB (TAXES) value (INR) will be added to the converted values.
Note on K191: gepadmin: 1. If you choose "Full Conversion" then Column BA (AMOUNT) and Column BB (TAXES) BOTH values will be convert based on selected Currency in (Column L). 2. If you choose "Partial Conversion" then Column BA (AMOUNT) only will be converted based on selected currency (Column L) and Column BB (TAXES) value (INR) will be added to the converted values.
Note on K192: gepadmin: 1. If you choose "Full Conversion" then Column BA (AMOUNT) and Column BB (TAXES) BOTH values will be convert based on selected Currency in (Column L). 2. If you choose "Partial Conversion" then Column BA (AMOUNT) only will be converted based on selected currency (Column L) and Column BB (TAXES) value (INR) will be added to the converted values.
Note on K193: gepadmin: 1. If you choose "Full Conversion" then Column BA (AMOUNT) and Column BB (TAXES) BOTH values will be convert based on selected Currency in (Column L). 2. If you choose "Partial Conversion" then Column BA (AMOUNT) only will be converted based on selected currency (Column L) and Column BB (TAXES) value (INR) will be added to the converted values.
Note on K194: gepadmin: 1. If you choose "Full Conversion" then Column BA (AMOUNT) and Column BB (TAXES) BOTH values will be convert based on selected Currency in (Column L). 2. If you choose "Partial Conversion" then Column BA (AMOUNT) only will be converted based on selected currency (Column L) and Column BB (TAXES) value (INR) will be added to the converted values.
Validate
Print
Help

## Macros
Please Enable Macros to View BoQ information