## BoQ1 (hidden)
Percentage BoQ
BoQ_Ver3.0 | Percentage | Normal | INR Only | INR
Select, At Par, Excess (+), Less (-) |  | IOCL
Tender Inviting Authority: Superintending Engineer, IWD IIT Kanpur
Name of Work: Zonal rate contract for petty electrical works of zone substation in whole campus of IIT Kanpur. i.e Academic & Residence
Contract No: 89/Elect/2021-22/789 Dated: 23.02.2022
Name of the Bidder/ Bidding Firm / Company :
PRICE SCHEDULE (This BOQ template must not be modified/replaced by the bidder and the same should be uploaded after filling the relevent columns, else the bidder is liable to be rejected for this tender. Bidders are allowed to enter the Bidder Name and Values only )
NUMBER # | TEXT # | TEXT # | NUMBER # | TEXT # | NUMBER | NUMBER | TEXT | TEXT # | NUMBER # | TEXT# | TEXT # | NUMBER # | NUMBER | NUMBER | NUMBER | NUMBER | TEXT | TEXT | NUMBER | NUMBER | NUMBER | NUMBER | TEXT | TEXT | NUMBER | NUMBER | NUMBER | NUMBER | TEXT | TEXT | NUMBER | NUMBER | NUMBER | NUMBER | TEXT | TEXT | NUMBER | NUMBER | NUMBER | NUMBER | TEXT | TEXT | NUMBER | NUMBER | NUMBER # | NUMBER # | TEXT | TEXT | NUMBER # | NUMBER # | DATE | NUMBER # | NUMBER # | TEXT #
Sl. No. | Item Description | Item Code / Make | Quantity | Units | Estimated Rate in Rs. P |  |  | Addition / Deduction | Addition / Deduction Values | Currency Convertion against each Item | Quoted Currency in INR / Other Currency | BASIC RATE In Figures To be entered by the Bidder Rs. P | Excise Duty | VAT | Freight Charges ( Unloading & Stacking) | Any Other Taxes/Duties/Levies |  |  | Other Taxes 2 | IIIrd Party i.e DGS&D / RITES etc Inspection Charges @0.34%+Service Tax | Less for Cenvat Credit,if any respect of Supplies Under full Excise Duty Category | [30 empty] | TOTAL AMOUNT Without Taxes in Rs. P | TOTAL AMOUNT With Taxes | TOTAL AMOUNT In Words
1 | 2 | 3 | 3 | 4 | 5 | 7 | 8 | 9 | 10 | 11 | 12 | 13 | 14 | 15 | 16 | 17 | 18 | 19 | 20 | 21 | 22 | 23 | 24 | 25 | 26 | 27 | 28 | 29 | 30 | 31 | 32 | 33 | 34 | 35 | 36 | 37 | 38 | 39 | 40 | 41 | 42 | 43 | 44 | 45 | 46 | 47 | 48 | 49 | 50 | 51 | 52 | 6 | 54 | 7
1 | Supplying & Laying of one no. XLPE cable aluminium conductor steel armoured cable of size 2x6sqmm, grade 1.1kV in following manners. | item1 | [52 empty] | 1 | Construction of chamber for 100mm sluices valve | item1 | 10 | 1 Nos
1.1 | In Ground I/c excavation, sand cushioning protective covering, refilling of earth as reqd. | item2 | 4 | Mtr. | 366.51 |  |  | Excess(+) | 1 | Full Conversion | INR | [40 empty] | #VALUE! | #VALUE! | #VALUE! | 1.01 | Supplying, Conveying and fixing spls. Including eart | item1 | 123.223 | Nos
1.2 | In existing Pipe | item3 | 2 | Mtr. | 92.06 |  |  | Excess(+) | 1 | Full Conversion | INR | [40 empty] | #VALUE! | #VALUE! | #VALUE! | 1.02 | Construction of chamber for 100mm sluice plates | item2 | 213 | Nos
1.3 | In existing open duct | item4 | 2 | Mtr. | 85.05 |  |  | Excess(+) | 1 | Full Conversion | INR | [40 empty] | #VALUE! | #VALUE! | #VALUE! | 2 | Construction of chamber for 100mm sluices valve | item3 | 10 | Nos
1.4 | Fixing on surface with MS clamp | item5 | 1 | Mtr. | 99.08 |  |  | Excess(+) | 1 | Full Conversion | INR | [40 empty] | #VALUE! | #VALUE! | #VALUE! | 3 | Supplying, Conveying and fixing spls. Including ea | item4 | 10 | Nos
2 | Supplying & Laying of one no. XLPE cable aluminium conductor steel armoured cable of size 2x10sqmm, grade 1.1kV in following manners. | item6 | [52 empty] | 1.01 | Supplying, Conveying and fixing spls. Including eart | item1 | 123.223 | Nos
2.1 | In Ground I/c excavation, sand cushioning protective covering, refilling of earth as reqd. | item7 | 4 | Mtr. | 377.9 |  |  | Excess(+) | 1 | Full Conversion | INR | [40 empty] | #VALUE! | #VALUE! | #VALUE! | 1.02 | Construction of chamber for 100mm sluice plates | item2 | 213 | Nos
2.2 | In existing Pipe | item8 | 2 | Mtr. | 103.46 |  |  | Excess(+) | 1 | Full Conversion | INR | [40 empty] | #VALUE! | #VALUE! | #VALUE! | 2 | Construction of chamber for 100mm sluices valve | item3 | 10 | Nos
2.3 | In existing open duct | item9 | 2 | Mtr. | 96.45 |  |  | Excess(+) | 1 | Full Conversion | INR | [40 empty] | #VALUE! | #VALUE! | #VALUE! | 3 | Supplying, Conveying and fixing spls. Including ea | item4 | 10 | Nos
2.4 | Fixing on surface with MS clamp | item10 | 1 | Mtr. | 110.48 |  |  | Excess(+) | 1 | Full Conversion | INR | [40 empty] | #VALUE! | #VALUE! | #VALUE! | 1.01 | Supplying, Conveying and fixing spls. Including eart | item1 | 123.223 | Nos
3 | Supplying & Laying of one no. XLPE cable aluminium conductor steel armoured cable of size 2x16sqmm, grade 1.1kV in following manners. | item11 | [52 empty] | 1.02 | Construction of chamber for 100mm sluice plates | item2 | 213 | Nos
3.1 | In Ground I/c excavation, sand cushioning protective covering, refilling of earth as reqd. | item12 | 17 | Mtr. | 388.43 |  |  | Excess(+) | 1 | Full Conversion | INR | [40 empty] | #VALUE! | #VALUE! | #VALUE! | 2 | Construction of chamber for 100mm sluices valve | item3 | 10 | Nos
3.2 | In existing Pipe | item13 | 2 | Mtr. | 113.99 |  |  | Excess(+) | 1 | Full Conversion | INR | [40 empty] | #VALUE! | #VALUE! | #VALUE! | 1.02 | Construction of chamber for 100mm sluice plates | item2 | 213 | Nos
3.3 | In existing open duct | item14 | 2 | Mtr. | 106.97 |  |  | Excess(+) | 1 | Full Conversion | INR | [40 empty] | #VALUE! | #VALUE! | #VALUE! | 2 | Construction of chamber for 100mm sluices valve | item3 | 10 | Nos
3.4 | Fixing on surface with MS clamp | item15 | 1 | Mtr. | 121 |  |  | Excess(+) | 1 | Full Conversion | INR | [40 empty] | #VALUE! | #VALUE! | #VALUE! | 3 | Supplying, Conveying and fixing spls. Including ea | item4 | 10 | Nos
4 | Supplying & Laying of one no. XLPE cable aluminium conductor steel armoured cable of size 3-1/2 x 25sqmm, grade 1.1kV in following manners. | item16 | [52 empty] | 1.01 | Supplying, Conveying and fixing spls. Including eart | item1 | 123.223 | Nos
4.1 | In Ground I/c excavation, sand cushioning protective covering, refilling of earth as reqd. | item17 | 4 | Mtr. | 441.91 |  |  | Excess(+) | 1 | Full Conversion | INR | [40 empty] | #VALUE! | #VALUE! | #VALUE! | 1.02 | Construction of chamber for 100mm sluice plates | item2 | 213 | Nos
4.2 | In existing Pipe | item18 | 2 | Mtr. | 167.47 |  |  | Excess(+) | 1 | Full Conversion | INR | [40 empty] | #VALUE! | #VALUE! | #VALUE! | 2 | Construction of chamber for 100mm sluices valve | item3 | 10 | Nos
4.3 | In existing open duct | item19 | 2 | Mtr. | 160.46 |  |  | Excess(+) | 1 | Full Conversion | INR | [40 empty] | #VALUE! | #VALUE! | #VALUE! | 3 | Supplying, Conveying and fixing spls. Including ea | item4 | 10 | Nos
4.4 | Fixing on surface with MS clamp | item20 | 1 | Mtr. | 174.48 |  |  | Excess(+) | 1 | Full Conversion | INR | [40 empty] | #VALUE! | #VALUE! | #VALUE! | 1.01 | Supplying, Conveying and fixing spls. Including eart | item1 | 123.223 | Nos
5 | Supplying & Laying of one no. XLPE cable aluminium conductor steel armoured cable of size 3-1/2 x 35sqmm, grade 1.1kV in following manners. | item21 | [52 empty] | 1.02 | Construction of chamber for 100mm sluice plates | item2 | 213 | Nos
5.1 | In Ground I/c excavation, sand cushioning protective covering, refilling of earth as reqd. | item22 | 4 | Mtr. | 468.22 |  |  | Excess(+) | 1 | Full Conversion | INR | [40 empty] | #VALUE! | #VALUE! | #VALUE! | 2 | Construction of chamber for 100mm sluices valve | item3 | 10 | Nos
5.2 | In existing Pipe | item23 | 2 | Mtr. | 193.77 |  |  | Excess(+) | 1 | Full Conversion | INR | [40 empty] | #VALUE! | #VALUE! | #VALUE! | 1.02 | Construction of chamber for 100mm sluice plates | item2 | 213 | Nos
5.3 | In existing open duct | item24 | 2 | Mtr. | 186.76 |  |  | Excess(+) | 1 | Full Conversion | INR | [40 empty] | #VALUE! | #VALUE! | #VALUE! | 2 | Construction of chamber for 100mm sluices valve | item3 | 10 | Nos
5.4 | Fixing on surface with MS clamp | item25 | 1 | Mtr. | 200.79 |  |  | Excess(+) | 1 | Full Conversion | INR | [40 empty] | #VALUE! | #VALUE! | #VALUE! | 3 | Supplying, Conveying and fixing spls. Including ea | item4 | 10 | Nos
6 | Supplying & Laying of one no. XLPE cable aluminium conductor steel armoured cable of size 3-1/2 x 50sqmm, grade 1.1kV in following manners. | item26 | [52 empty] | 1.01 | Supplying, Conveying and fixing spls. Including eart | item1 | 123.223 | Nos
6.1 | In Ground I/c excavation, sand cushioning protective covering, refilling of earth as reqd. | item27 | 17 | Mtr. | 516.44 |  |  | Excess(+) | 1 | Full Conversion | INR | [40 empty] | #VALUE! | #VALUE! | #VALUE! | 1.02 | Construction of chamber for 100mm sluice plates | item2 | 213 | Nos
6.2 | In existing Pipe | item28 | 2 | Mtr. | 242 |  |  | Excess(+) | 1 | Full Conversion | INR | [40 empty] | #VALUE! | #VALUE! | #VALUE! | 2 | Construction of chamber for 100mm sluices valve | item3 | 10 | Nos
6.3 | In existing open duct | item29 | 2 | Mtr. | 234.98 |  |  | Excess(+) | 1 | Full Conversion | INR | [40 empty] | #VALUE! | #VALUE! | #VALUE! | 3 | Supplying, Conveying and fixing spls. Including ea | item4 | 10 | Nos
6.4 | Fixing on surface with MS clamp | item30 | 1 | Mtr. | 249.01 |  |  | Excess(+) | 1 | Full Conversion | INR | [40 empty] | #VALUE! | #VALUE! | #VALUE! | 1.01 | Supplying, Conveying and fixing spls. Including eart | item1 | 123.223 | Nos
7 | Supplying & Laying of one no. XLPE cable aluminium conductor steel armoured cable of size 3-1/2 x 70sqmm, grade 1.1kV in following manners. | item31 | [52 empty] | 1.02 | Construction of chamber for 100mm sluice plates | item2 | 213 | Nos
7.1 | In Ground I/c excavation, sand cushioning protective covering, refilling of earth as reqd. | item32 | 17 | Mtr. | 592.72 |  |  | Excess(+) | 1 | Full Conversion | INR | [40 empty] | #VALUE! | #VALUE! | #VALUE! | 2 | Construction of chamber for 100mm sluices valve | item3 | 10 | Nos
7.2 | In existing Pipe | item33 | 2 | Mtr. | 318.28 |  |  | Excess(+) | 1 | Full Conversion | INR | [40 empty] | #VALUE! | #VALUE! | #VALUE! | 1.02 | Construction of chamber for 100mm sluice plates | item2 | 213 | Nos
7.3 | In existing open duct | item34 | 2 | Mtr. | 311.27 |  |  | Excess(+) | 1 | Full Conversion | INR | [40 empty] | #VALUE! | #VALUE! | #VALUE! | 2 | Construction of chamber for 100mm sluices valve | item3 | 10 | Nos
7.4 | Fixing on surface with MS clamp | item35 | 1 | Mtr. | 325.3 |  |  | Excess(+) | 1 | Full Conversion | INR | [40 empty] | #VALUE! | #VALUE! | #VALUE! | 3 | Supplying, Conveying and fixing spls. Including ea | item4 | 10 | Nos
8 | Supplying & Laying of one no. XLPE cable aluminium conductor steel armoured cable of size 3-1/2 x 95sqmm, grade 1.1kV in following manners. | item36 | [52 empty] | 1.01 | Supplying, Conveying and fixing spls. Including eart | item1 | 123.223 | Nos
8.1 | In Ground I/c excavation, sand cushioning protective covering, refilling of earth as reqd. | item37 | 21 | Mtr. | 652.35 |  |  | Excess(+) | 1 | Full Conversion | INR | [40 empty] | #VALUE! | #VALUE! | #VALUE! | 1.02 | Construction of chamber for 100mm sluice plates | item2 | 213 | Nos
8.2 | In existing Pipe | item38 | 2 | Mtr. | 377.9 |  |  | Excess(+) | 1 | Full Conversion | INR | [40 empty] | #VALUE! | #VALUE! | #VALUE! | 2 | Construction of chamber for 100mm sluices valve | item3 | 10 | Nos
8.3 | In existing open duct | item39 | 2 | Mtr. | 370.89 |  |  | Excess(+) | 1 | Full Conversion | INR | [40 empty] | #VALUE! | #VALUE! | #VALUE! | 3 | Supplying, Conveying and fixing spls. Including ea | item4 | 10 | Nos
8.4 | Fixing on surface with MS clamp | item40 | 1 | Mtr. | 384.92 |  |  | Excess(+) | 1 | Full Conversion | INR | [40 empty] | #VALUE! | #VALUE! | #VALUE! | 1.01 | Supplying, Conveying and fixing spls. Including eart | item1 | 123.223 | Nos
9 | Supplying & Laying of one no. XLPE cable aluminium conductor steel armoured cable of size 3-1/2 x 120 sq.mm. grade 1.1kV in following manners. | item41 | [52 empty] | 1.02 | Construction of chamber for 100mm sluice plates | item2 | 213 | Nos
9.1 | In Ground I/c excavation, sand cushioning protective covering, refilling of earth as reqd. | item42 | 4 | Mtr. | 768.08 |  |  | Excess(+) | 1 | Full Conversion | INR | [40 empty] | #VALUE! | #VALUE! | #VALUE! | 2 | Construction of chamber for 100mm sluices valve | item3 | 10 | Nos
9.2 | In existing Pipe | item43 | 2 | Mtr. | 498.03 |  |  | Excess(+) | 1 | Full Conversion | INR | [40 empty] | #VALUE! | #VALUE! | #VALUE! | 1.02 | Construction of chamber for 100mm sluice plates | item2 | 213 | Nos
9.3 | In existing open duct | item44 | 2 | Mtr. | 486.63 |  |  | Excess(+) | 1 | Full Conversion | INR | [40 empty] | #VALUE! | #VALUE! | #VALUE! | 2 | Construction of chamber for 100mm sluices valve | item3 | 10 | Nos
9.4 | Fixing on surface with MS clamp | item45 | 1 | Mtr. | 549.76 |  |  | Excess(+) | 1 | Full Conversion | INR | [40 empty] | #VALUE! | #VALUE! | #VALUE! | 3 | Supplying, Conveying and fixing spls. Including ea | item4 | 10 | Nos
10 | Supplying & Laying of one no. XLPE cable aluminium conductor steel armoured cable of size 3-1/2 x 185sqmm, grade 1.1kV in following manners. | item46 | [52 empty] | 1.01 | Supplying, Conveying and fixing spls. Including eart | item1 | 123.223 | Nos
10.1 | In Ground I/c excavation, sand cushioning protective covering, refilling of earth as reqd. | item47 | 2 | Mtr. | 975.01 |  |  | Excess(+) | 1 | Full Conversion | INR | [40 empty] | #VALUE! | #VALUE! | #VALUE! | 1.02 | Construction of chamber for 100mm sluice plates | item2 | 213 | Nos
10.2 | In existing Pipe | item48 | 2 | Mtr. | 704.95 |  |  | Excess(+) | 1 | Full Conversion | INR | [40 empty] | #VALUE! | #VALUE! | #VALUE! | 2 | Construction of chamber for 100mm sluices valve | item3 | 10 | Nos
10.3 | In existing open duct | item49 | 2 | Mtr. | 693.56 |  |  | Excess(+) | 1 | Full Conversion | INR | [40 empty] | #VALUE! | #VALUE! | #VALUE! | 3 | Supplying, Conveying and fixing spls. Including ea | item4 | 10 | Nos
10.4 | Fixing on surface with MS clamp | item50 | 1 | Mtr. | 756.69 |  |  | Excess(+) | 1 | Full Conversion | INR | [40 empty] | #VALUE! | #VALUE! | #VALUE! | 1.01 | Supplying, Conveying and fixing spls. Including eart | item1 | 123.223 | Nos
11 | Supplying & Laying of one no. XLPE cable aluminium conductor steel armoured cable of size 3-1/2 x 240sqmm, grade 1.1kV in following manners. | item51 | [52 empty] | 1.02 | Construction of chamber for 100mm sluice plates | item2 | 213 | Nos
11.01 | In Ground I/c excavation, sand cushioning protective covering, refilling of earth as reqd. | item52 | 21 | Mtr. | 1184.57 |  |  | Excess(+) | 1 | Full Conversion | INR | [40 empty] | #VALUE! | #VALUE! | #VALUE! | 2 | Construction of chamber for 100mm sluices valve | item3 | 10 | Nos
11.02 | In existing Pipe | item53 | 2 | Mtr. | 918.02 |  |  | Excess(+) | 1 | Full Conversion | INR | [40 empty] | #VALUE! | #VALUE! | #VALUE! | 1.02 | Construction of chamber for 100mm sluice plates | item2 | 213 | Nos
11.03 | In existing open duct | item54 | 2 | Mtr. | 902.24 |  |  | Excess(+) | 1 | Full Conversion | INR | [40 empty] | #VALUE! | #VALUE! | #VALUE! | 2 | Construction of chamber for 100mm sluices valve | item3 | 10 | Nos
11.04 | Fixing on surface with MS clamp | item55 | 1 | Mtr. | 981.15 |  |  | Excess(+) | 1 | Full Conversion | INR | [40 empty] | #VALUE! | #VALUE! | #VALUE! | 3 | Supplying, Conveying and fixing spls. Including ea | item4 | 10 | Nos
12 | Supplying & Laying of one no. XLPE cable aluminium conductor steel armoured cable of size 3-1/2 x 300sqmm, grade 1.1kV in following manners. | item56 | [52 empty] | 1.01 | Supplying, Conveying and fixing spls. Including eart | item1 | 123.223 | Nos
12.1 | In Ground I/c excavation, sand cushioning protective covering, refilling of earth as reqd. | item57 | 21 | Mtr. | 1366.07 |  |  | Excess(+) | 1 | Full Conversion | INR | [40 empty] | #VALUE! | #VALUE! | #VALUE! | 1.02 | Construction of chamber for 100mm sluice plates | item2 | 213 | Nos
12.2 | In existing Pipe | item58 | 4 | Mtr. | 1099.52 |  |  | Excess(+) | 1 | Full Conversion | INR | [40 empty] | #VALUE! | #VALUE! | #VALUE! | 2 | Construction of chamber for 100mm sluices valve | item3 | 10 | Nos
12.3 | In existing open duct | item59 | 4 | Mtr. | 1083.74 |  |  | Excess(+) | 1 | Full Conversion | INR | [40 empty] | #VALUE! | #VALUE! | #VALUE! | 3 | Supplying, Conveying and fixing spls. Including ea | item4 | 10 | Nos
12.4 | Fixing on surface with MS clamp | item60 | 2 | Mtr. | 1162.65 |  |  | Excess(+) | 1 | Full Conversion | INR | [40 empty] | #VALUE! | #VALUE! | #VALUE! | 1.01 | Supplying, Conveying and fixing spls. Including eart | item1 | 123.223 | Nos
13 | Supplying & Laying of one no. XLPE cable aluminium conductor steel armoured cable of size 3-1/2 x 400sqmm, grade 1.1kV in following manners. | item61 | [52 empty] | 1.02 | Construction of chamber for 100mm sluice plates | item2 | 213 | Nos
13.1 | In Ground I/c excavation, sand cushioning protective covering, refilling of earth as reqd. | item62 | 17 | Mtr. | 1636.12 |  |  | Excess(+) | 1 | Full Conversion | INR | [40 empty] | #VALUE! | #VALUE! | #VALUE! | 2 | Construction of chamber for 100mm sluices valve | item3 | 10 | Nos
13.2 | In existing Pipe | item63 | 4 | Mtr. | 1369.57 |  |  | Excess(+) | 1 | Full Conversion | INR | [40 empty] | #VALUE! | #VALUE! | #VALUE! | 2 | Construction of chamber for 100mm sluices valve | item3 | 10 | Nos
13.3 | In existing open duct | item64 | 4 | Mtr. | 1353.79 |  |  | Excess(+) | 1 | Full Conversion | INR | [40 empty] | #VALUE! | #VALUE! | #VALUE! | 3 | Supplying, Conveying and fixing spls. Including ea | item4 | 10 | Nos
13.4 | Fixing on surface with MS clamp | item65 | 2 | Mtr. | 1432.7 |  |  | Excess(+) | 1 | Full Conversion | INR | [40 empty] | #VALUE! | #VALUE! | #VALUE! | 1.01 | Supplying, Conveying and fixing spls. Including eart | item1 | 123.223 | Nos
14 | Supplying & Laying of one no. XLPE cable aluminium conductor steel armoured cable of size 3 x 70sqmm, grade 6.6KV(UE) , 11kV(E) in following manners. | item66 | [52 empty] | 1.02 | Construction of chamber for 100mm sluice plates | item2 | 213 | Nos
14.1 | In Ground I/c excavation, sand cushioning protective covering, refilling of earth as reqd. | item67 | 10 | Mtr. | 926.79 |  |  | Excess(+) | 1 | Full Conversion | INR | [40 empty] | #VALUE! | #VALUE! | #VALUE! | 2 | Construction of chamber for 100mm sluices valve | item3 | 10 | Nos
14.2 | In existing Pipe | item68 | 2 | Mtr. | 570.8 |  |  | Excess(+) | 1 | Full Conversion | INR | [40 empty] | #VALUE! | #VALUE! | #VALUE! | 3 | Supplying, Conveying and fixing spls. Including ea | item4 | 10 | Nos
14.3 | In existing open duct | item69 | 2 | Mtr. | 559.4 |  |  | Excess(+) | 1 | Full Conversion | INR | [40 empty] | #VALUE! | #VALUE! | #VALUE! | 1.01 | Supplying, Conveying and fixing spls. Including eart | item1 | 123.223 | Nos
15 | Supplying & Laying of one no. XLPE cable aluminium conductor steel armoured cable of size 3 x 95sqmm, grade 6.6KV(UE) , 11kV(E) in following manners. | item70 | [52 empty] | 1.02 | Construction of chamber for 100mm sluice plates | item2 | 213 | Nos
15.1 | In Ground I/c excavation, sand cushioning protective covering, refilling of earth as reqd. | item71 | 10 | Mtr. | 1019.73 |  |  | Excess(+) | 1 | Full Conversion | INR | [40 empty] | #VALUE! | #VALUE! | #VALUE! | 2 | Construction of chamber for 100mm sluices valve | item3 | 10 | Nos
15.2 | In existing Pipe | item72 | 2 | Mtr. | 663.74 |  |  | Excess(+) | 1 | Full Conversion | INR | [40 empty] | #VALUE! | #VALUE! | #VALUE! | 1.02 | Construction of chamber for 100mm sluice plates | item2 | 213 | Nos
15.3 | In existing open duct | item73 | 2 | Mtr. | 652.35 |  |  | Excess(+) | 1 | Full Conversion | INR | [40 empty] | #VALUE! | #VALUE! | #VALUE! | 2 | Construction of chamber for 100mm sluices valve | item3 | 10 | Nos
16 | Supplying & Laying of one no. XLPE cable aluminium conductor steel armoured cable of size 3 x 120sqmm, grade 6.6KV(UE) , 11kV(E) in following manners. | item74 | [52 empty] | 3 | Supplying, Conveying and fixing spls. Including ea | item4 | 10 | Nos
16.1 | In Ground I/c excavation, sand cushioning protective covering, refilling of earth as reqd. | item75 | 10 | Mtr. | 1110.92 |  |  | Excess(+) | 1 | Full Conversion | INR | [40 empty] | #VALUE! | #VALUE! | #VALUE! | 1.01 | Supplying, Conveying and fixing spls. Including eart | item1 | 123.223 | Nos
16.2 | In existing Pipe | item76 | 2 | Mtr. | 754.93 |  |  | Excess(+) | 1 | Full Conversion | INR | [40 empty] | #VALUE! | #VALUE! | #VALUE! | 1.02 | Construction of chamber for 100mm sluice plates | item2 | 213 | Nos
16.3 | In existing open duct | item77 | 2 | Mtr. | 743.53 |  |  | Excess(+) | 1 | Full Conversion | INR | [40 empty] | #VALUE! | #VALUE! | #VALUE! | 2 | Construction of chamber for 100mm sluices valve | item3 | 10 | Nos
17 | Supplying & Laying of one no. XLPE cable aluminium conductor steel armoured cable of size 3 x 185sqmm, grade 6.6KV(UE) , 11kV(E) in following manners. | item78 | [52 empty] | 3 | Supplying, Conveying and fixing spls. Including ea | item4 | 10 | Nos
17.1 | In Ground I/c excavation, sand cushioning protective covering, refilling of earth as reqd. | item79 | 10 | Mtr. | 1362.56 |  |  | Excess(+) | 1 | Full Conversion | INR | [40 empty] | #VALUE! | #VALUE! | #VALUE! | 1.01 | Supplying, Conveying and fixing spls. Including eart | item1 | 123.223 | Nos
17.2 | In existing Pipe | item80 | 2 | Mtr. | 1010.08 |  |  | Excess(+) | 1 | Full Conversion | INR | [40 empty] | #VALUE! | #VALUE! | #VALUE! | 1.02 | Construction of chamber for 100mm sluice plates | item2 | 213 | Nos
17.3 | In existing open duct | item81 | 2 | Mtr. | 994.3 |  |  | Excess(+) | 1 | Full Conversion | INR | [40 empty] | #VALUE! | #VALUE! | #VALUE! | 2 | Construction of chamber for 100mm sluices valve | item3 | 10 | Nos
18 | Laying of one no. PVC insulated and PVC sheathed /XLPE power cable of 1.1kV grade direct in ground including excavation, sand cushioning, protective covering and refilling the trench etc. as reqd. | item82 | [52 empty] | 1.02 | Construction of chamber for 100mm sluice plates | item2 | 213 | Nos
18.1 | Upto 35 sqmm | item83 | 4 | Mtr. | 283.21 |  |  | Excess(+) | 1 | Full Conversion | INR | [40 empty] | #VALUE! | #VALUE! | #VALUE! | 2 | Construction of chamber for 100mm sluices valve | item3 | 10 | Nos
18.2 | 35 sqmm to 95 sqmm | item84 | 4 | Mtr. | 296.36 |  |  | Excess(+) | 1 | Full Conversion | INR | [40 empty] | #VALUE! | #VALUE! | #VALUE! | 3 | Supplying, Conveying and fixing spls. Including ea | item4 | 10 | Nos
18.3 | 95 sqmm to 185 sqmm | item85 | 4 | Mtr. | 308.64 |  |  | Excess(+) | 1 | Full Conversion | INR | [40 empty] | #VALUE! | #VALUE! | #VALUE! | 1.01 | Supplying, Conveying and fixing spls. Including eart | item1 | 123.223 | Nos
18.4 | 185 sqmm to 400 sqmm | item86 | 4 | Mtr. | 347.22 |  |  | Excess(+) | 1 | Full Conversion | INR | [40 empty] | #VALUE! | #VALUE! | #VALUE! | 1.02 | Construction of chamber for 100mm sluice plates | item2 | 213 | Nos
19 | Laying and fixing of one no. PVC insulated and PVC sheathed /XLPE power cable of 1.1kV grade on surface as reqd. | item87 | [52 empty] | 2 | Construction of chamber for 100mm sluices valve | item3 | 10 | Nos
19.1 | Upto 35 sqmm(Clamped with 1 mm thick saddle) | item88 | 4 | Mtr. | 34.2 |  |  | Excess(+) | 1 | Full Conversion | INR | [40 empty] | #VALUE! | #VALUE! | #VALUE! | 3 | Supplying, Conveying and fixing spls. Including ea | item4 | 10 | Nos
19.2 | Above 35 Sq.mm and up to 95 sq.mm(Clamped with 25X3mm MS flat clamp) | item89 | 4 | Mtr. | 91.19 |  |  | Excess(+) | 1 | Full Conversion | INR | [40 empty] | #VALUE! | #VALUE! | #VALUE! | 1.01 | Supplying, Conveying and fixing spls. Including eart | item1 | 123.223 | Nos
19.3 | Above 95 Sq.mm and up to 185 sq.mm(Clamped with 25/40X3mm MS flat clamp) | item90 | 4 | Mtr. | 106.97 |  |  | Excess(+) | 1 | Full Conversion | INR | [40 empty] | #VALUE! | #VALUE! | #VALUE! | 1.02 | Construction of chamber for 100mm sluice plates | item2 | 213 | Nos
19.4 | Above 185 Sq.mm and up to 400 sq.mm(Clamped with 40X3mm MS flat clamp) | item91 | 4 | Mtr. | 159.58 |  |  | Excess(+) | 1 | Full Conversion | INR | [40 empty] | #VALUE! | #VALUE! | #VALUE! | 2 | Construction of chamber for 100mm sluices valve | item3 | 10 | Nos
20 | Laying of one no. PVC insulated and PVC sheathed /XLPE power cable of 1.1kV grade in the existing RCC/Hume/Stoneware/Metal pipe as reqd. | item92 | [52 empty] | 1.02 | Construction of chamber for 100mm sluice plates | item2 | 213 | Nos
20.1 | Upto 35 sqmm | item93 | 4 | Mtr. | 27.18 |  |  | Excess(+) | 1 | Full Conversion | INR | [40 empty] | #VALUE! | #VALUE! | #VALUE! | 2 | Construction of chamber for 100mm sluices valve | item3 | 10 | Nos
20.2 | 35 sqmm to 95 sqmm | item94 | 4 | Mtr. | 41.21 |  |  | Excess(+) | 1 | Full Conversion | INR | [40 empty] | #VALUE! | #VALUE! | #VALUE! | 3 | Supplying, Conveying and fixing spls. Including ea | item4 | 10 | Nos
20.3 | 95 sqmm to 185 sqmm | item95 | 4 | Mtr. | 56.12 |  |  | Excess(+) | 1 | Full Conversion | INR | [40 empty] | #VALUE! | #VALUE! | #VALUE! | 1.01 | Supplying, Conveying and fixing spls. Including eart | item1 | 123.223 | Nos
20.4 | 185 sqmm to 400 sqmm | item96 | 4 | Mtr. | 98.2 |  |  | Excess(+) | 1 | Full Conversion | INR | [40 empty] | #VALUE! | #VALUE! | #VALUE! | 1.02 | Construction of chamber for 100mm sluice plates | item2 | 213 | Nos
21 | Laying of one no. PVC insulated and PVC sheathed /XLPE power cable of 1.1kV grade in the existing masonry open duct as reqd. | item97 | [52 empty] | 2 | Construction of chamber for 100mm sluices valve | item3 | 10 | Nos
21.1 | Upto 35 sqmm | item98 | 4 | Mtr. | 20.17 |  |  | Excess(+) | 1 | Full Conversion | INR | [40 empty] | #VALUE! | #VALUE! | #VALUE! | 3 | Supplying, Conveying and fixing spls. Including ea | item4 | 10 | Nos
21.2 | 35 sqmm to 95 sqmm | item99 | 4 | Mtr. | 33.32 |  |  | Excess(+) | 1 | Full Conversion | INR | [40 empty] | #VALUE! | #VALUE! | #VALUE! | 1.01 | Supplying, Conveying and fixing spls. Including eart | item1 | 123.223 | Nos
21.3 | 95 sqmm to 185 sqmm | item100 | 4 | Mtr. | 45.59 |  |  | Excess(+) | 1 | Full Conversion | INR | [40 empty] | #VALUE! | #VALUE! | #VALUE! | 1.02 | Construction of chamber for 100mm sluice plates | item2 | 213 | Nos
21.4 | 185 sqmm to 400 sqmm | item101 | 4 | Mtr. | 84.17 |  |  | Excess(+) | 1 | Full Conversion | INR | [40 empty] | #VALUE! | #VALUE! | #VALUE! | 2 | Construction of chamber for 100mm sluices valve | item3 | 10 | Nos
22 | Laying of one no. PVC insulated and PVC sheathed /XLPE power cable of 11kV grade direct in ground including excavation, sand cushioning, protective covering and refilling the trench etc. as reqd. | item102 | [52 empty] | 1.02 | Construction of chamber for 100mm sluice plates | item2 | 213 | Nos
22.1 | Upto 120 sqmm | item103 | 4 | Mtr. | 384.04 |  |  | Excess(+) | 1 | Full Conversion | INR | [40 empty] | #VALUE! | #VALUE! | #VALUE! | 2 | Construction of chamber for 100mm sluices valve | item3 | 10 | Nos
22.2 | Above 120sqmm and upto 400sqmm | item104 | 4 | Mtr. | 422.62 |  |  | Excess(+) | 1 | Full Conversion | INR | [40 empty] | #VALUE! | #VALUE! | #VALUE! | 3 | Supplying, Conveying and fixing spls. Including ea | item4 | 10 | Nos
23 | Laying of one no. PVC insulated and PVC sheathed /XLPE power cable of 11kV grade in the existing RCC/Hume/Stoneware/Metal pipe as reqd. | item105 | [52 empty] | 1.01 | Supplying, Conveying and fixing spls. Including eart | item1 | 123.223 | Nos
23.1 | Upto 120 sqmm | item106 | 4 | Mtr. | 56.12 |  |  | Excess(+) | 1 | Full Conversion | INR | [40 empty] | #VALUE! | #VALUE! | #VALUE! | 1.02 | Construction of chamber for 100mm sluice plates | item2 | 213 | Nos
23.2 | Above 120sqmm and upto 400sqmm | item107 | 4 | Mtr. | 98.2 |  |  | Excess(+) | 1 | Full Conversion | INR | [40 empty] | #VALUE! | #VALUE! | #VALUE! | 2 | Construction of chamber for 100mm sluices valve | item3 | 10 | Nos
24 | Laying of one no. PVC insulated and PVC sheathed /XLPE power cable of 11kV grade in the existing masonry open duct as reqd. | item108 | [52 empty] | 3 | Supplying, Conveying and fixing spls. Including ea | item4 | 10 | Nos
24.1 | Upto 120 sqmm | item109 | 4 | Mtr. | 45.59 |  |  | Excess(+) | 1 | Full Conversion | INR | [40 empty] | #VALUE! | #VALUE! | #VALUE! | 1.01 | Supplying, Conveying and fixing spls. Including eart | item1 | 123.223 | Nos
24.2 | Above 120sqmm and upto 400sqmm | item110 | 4 | Mtr. | 84.17 |  |  | Excess(+) | 1 | Full Conversion | INR | [40 empty] | #VALUE! | #VALUE! | #VALUE! | 1.02 | Construction of chamber for 100mm sluice plates | item2 | 213 | Nos
25 | Digging cable trench/lifting brick/s and cable for locating fault and refilling the trench, ramming & making good the same as reqd. | item111 | 4 | Mtr. | 187.64 |  |  | Excess(+) | 1 | Full Conversion | INR | [40 empty] | #VALUE! | #VALUE! | #VALUE! | 2 | Construction of chamber for 100mm sluices valve | item3 | 10 | Nos
26 | Lifting removing cable from trench/clamps, making role & depositing the same in store I/c cartage. | item112 | [52 empty] | 1.02 | Construction of chamber for 100mm sluice plates | item2 | 213 | Nos
26.1 | upto 35 sqmm | item113 | 21 | Mtr. | 37.7 |  |  | Excess(+) | 1 | Full Conversion | INR | [40 empty] | #VALUE! | #VALUE! | #VALUE! | 2 | Construction of chamber for 100mm sluices valve | item3 | 10 | Nos
26.2 | 35 to 95sq.mm | item114 | 8 | Mtr. | 52.61 |  |  | Excess(+) | 1 | Full Conversion | INR | [40 empty] | #VALUE! | #VALUE! | #VALUE! | 3 | Supplying, Conveying and fixing spls. Including ea | item4 | 10 | Nos
26.3 | 95 to 185sq.mm | item115 | 8 | Mtr. | 66.64 |  |  | Excess(+) | 1 | Full Conversion | INR | [40 empty] | #VALUE! | #VALUE! | #VALUE! | 1.01 | Supplying, Conveying and fixing spls. Including eart | item1 | 123.223 | Nos
26.4 | 185 to 400sq.mm | item116 | 8 | Mtr. | 110.48 |  |  | Excess(+) | 1 | Full Conversion | INR | [40 empty] | #VALUE! | #VALUE! | #VALUE! | 1.02 | Construction of chamber for 100mm sluice plates | item2 | 213 | Nos
27 | Dismentling and refixing brass compression type gland up to 400 sq. mm. cable | item117 | 8 | Nos. | 208.68 |  |  | Excess(+) | 1 | Full Conversion | INR | [40 empty] | #VALUE! | #VALUE! | #VALUE! | 2 | Construction of chamber for 100mm sluices valve | item3 | 10 | Nos
28 | Supplying and making straight through joint with heat shrinkable kit including ferrules and other jointing materials for following size of PVC insulated and PVC sheathed / XLPE aluminium conductor cable of 1.1 KV grade as required. | item118 | [52 empty] | 3 | Supplying, Conveying and fixing spls. Including ea | item4 | 10 | Nos
28.01 | 2 X 6, 2x10, 2x16 sq. mm | item119 | 5 | Set | 1543.18 |  |  | Excess(+) | 1 | Full Conversion | INR | [40 empty] | #VALUE! | #VALUE! | #VALUE! | 1.01 | Supplying, Conveying and fixing spls. Including eart | item1 | 123.223 | Nos
28.02 | 3-1/2x25 sqmm | item120 | 5 | Set | 1743.1 |  |  | Excess(+) | 1 | Full Conversion | INR | [40 empty] | #VALUE! | #VALUE! | #VALUE! | 1.02 | Construction of chamber for 100mm sluice plates | item2 | 213 | Nos
28.03 | 3-1/2x35 sqmm | item121 | 5 | Set | 1743.1 |  |  | Excess(+) | 1 | Full Conversion | INR | [40 empty] | #VALUE! | #VALUE! | #VALUE! | 2 | Construction of chamber for 100mm sluices valve | item3 | 10 | Nos
28.04 | 3-1/2x50 sqmm | item122 | 5 | Set | 2014.91 |  |  | Excess(+) | 1 | Full Conversion | INR | [40 empty] | #VALUE! | #VALUE! | #VALUE! | 2 | Construction of chamber for 100mm sluices valve | item3 | 10 | Nos
28.05 | 3-1/2x70 sqmm | item123 | 5 | Set | 2059.62 |  |  | Excess(+) | 1 | Full Conversion | INR | [40 empty] | #VALUE! | #VALUE! | #VALUE! | 3 | Supplying, Conveying and fixing spls. Including ea | item4 | 10 | Nos
28.06 | 3-1/2x95 sqmm | item124 | 5 | Set | 2172.73 |  |  | Excess(+) | 1 | Full Conversion | INR | [40 empty] | #VALUE! | #VALUE! | #VALUE! | 1.01 | Supplying, Conveying and fixing spls. Including eart | item1 | 123.223 | Nos
28.07 | 3-1/2x120 sqmm | item125 | 5 | Set | 2845.24 |  |  | Excess(+) | 1 | Full Conversion | INR | [40 empty] | #VALUE! | #VALUE! | #VALUE! | 1.02 | Construction of chamber for 100mm sluice plates | item2 | 213 | Nos
28.08 | 3-1/2x150 sqmm | item126 | 5 | Set | 2845.24 |  |  | Excess(+) | 1 | Full Conversion | INR | [40 empty] | #VALUE! | #VALUE! | #VALUE! | 2 | Construction of chamber for 100mm sluices valve | item3 | 10 | Nos
28.09 | 3-1/2x185 sqmm | item127 | 5 | Set | 3229.29 |  |  | Excess(+) | 1 | Full Conversion | INR | [40 empty] | #VALUE! | #VALUE! | #VALUE! | 3 | Supplying, Conveying and fixing spls. Including ea | item4 | 10 | Nos
28.1 | 3-1/2x225 sqmm | item128 | 5 | Set | 3253.84 |  |  | Excess(+) | 1 | Full Conversion | INR | [40 empty] | #VALUE! | #VALUE! | #VALUE! | 1.01 | Supplying, Conveying and fixing spls. Including eart | item1 | 123.223 | Nos
28.11 | 3-1/2x240 sqmm | item129 | 5 | Set | 3907.06 |  |  | Excess(+) | 1 | Full Conversion | INR | [40 empty] | #VALUE! | #VALUE! | #VALUE! | 1.02 | Construction of chamber for 100mm sluice plates | item2 | 213 | Nos
28.12 | 3-1/2x300 sqmm | item130 | 5 | Set | 4828.58 |  |  | Excess(+) | 1 | Full Conversion | INR | [40 empty] | #VALUE! | #VALUE! | #VALUE! | 2 | Construction of chamber for 100mm sluices valve | item3 | 10 | Nos
28.13 | 3-1/2x400 sqmm | item131 | 5 | Set | 5789.57 |  |  | Excess(+) | 1 | Full Conversion | INR | [40 empty] | #VALUE! | #VALUE! | #VALUE! | 1.02 | Construction of chamber for 100mm sluice plates | item2 | 213 | Nos
28.14 | 4x25 sqmm | item132 | 5 | Set | 1743.1 |  |  | Excess(+) | 1 | Full Conversion | INR | [40 empty] | #VALUE! | #VALUE! | #VALUE! | 2 | Construction of chamber for 100mm sluices valve | item3 | 10 | Nos
29 | Supplying and making indoor end termination with brass compression gland and aluminium lugs for following size of PVC insulated and PVC sheathed/XLPE aluminium conductor cable of 1.1kV grade as reqd. | item133 | [52 empty] | 3 | Supplying, Conveying and fixing spls. Including ea | item4 | 10 | Nos
29.01 | 2 X 6 sq. mm (19mm) | item134 | 5 | Set | 173.61 |  |  | Excess(+) | 1 | Full Conversion | INR | [40 empty] | #VALUE! | #VALUE! | #VALUE! | 1.01 | Supplying, Conveying and fixing spls. Including eart | item1 | 123.223 | Nos
29.02 | 2 X 10 sq. mm (19mm) | item135 | 5 | Set | 173.61 |  |  | Excess(+) | 1 | Full Conversion | INR | [40 empty] | #VALUE! | #VALUE! | #VALUE! | 1.02 | Construction of chamber for 100mm sluice plates | item2 | 213 | Nos
29.03 | 2 X 16 sq. mm (22mm) | item136 | 5 | Set | 185.88 |  |  | Excess(+) | 1 | Full Conversion | INR | [40 empty] | #VALUE! | #VALUE! | #VALUE! | 2 | Construction of chamber for 100mm sluices valve | item3 | 10 | Nos
29.04 | 3-1/2x25 sqmm | item137 | 5 | Set | 219.2 |  |  | Excess(+) | 1 | Full Conversion | INR | [40 empty] | #VALUE! | #VALUE! | #VALUE! | 3 | Supplying, Conveying and fixing spls. Including ea | item4 | 10 | Nos
29.05 | 3-1/2x35 sqmm | item138 | 5 | Set | 263.04 |  |  | Excess(+) | 1 | Full Conversion | INR | [40 empty] | #VALUE! | #VALUE! | #VALUE! | 1.01 | Supplying, Conveying and fixing spls. Including eart | item1 | 123.223 | Nos
29.06 | 3-1/2x50 sqmm(35mm) | item139 | 5 | Set | 288.47 |  |  | Excess(+) | 1 | Full Conversion | INR | [40 empty] | #VALUE! | #VALUE! | #VALUE! | 1.02 | Construction of chamber for 100mm sluice plates | item2 | 213 | Nos
29.07 | 3-1/2x70 sqmm(38mm) | item140 | 5 | Set | 322.67 |  |  | Excess(+) | 1 | Full Conversion | INR | [40 empty] | #VALUE! | #VALUE! | #VALUE! | 2 | Construction of chamber for 100mm sluices valve | item3 | 10 | Nos
29.08 | 3-1/2x95 sqmm(45mm) | item141 | 5 | Set | 414.73 |  |  | Excess(+) | 1 | Full Conversion | INR | [40 empty] | #VALUE! | #VALUE! | #VALUE! | 1.02 | Construction of chamber for 100mm sluice plates | item2 | 213 | Nos
29.09 | 3-1/2x120 sqmm(45mm) | item142 | 5 | Set | 428.76 |  |  | Excess(+) | 1 | Full Conversion | INR | [40 empty] | #VALUE! | #VALUE! | #VALUE! | 2 | Construction of chamber for 100mm sluices valve | item3 | 10 | Nos
29.1 | 3-1/2x150 sqmm(50mm) | item143 | 5 | Set | 486.63 |  |  | Excess(+) | 1 | Full Conversion | INR | [40 empty] | #VALUE! | #VALUE! | #VALUE! | 3 | Supplying, Conveying and fixing spls. Including ea | item4 | 10 | Nos
29.11 | 3-1/2x185 sqmm(57mm) | item144 | 5 | Set | 615.52 |  |  | Excess(+) | 1 | Full Conversion | INR | [40 empty] | #VALUE! | #VALUE! | #VALUE! | 1.01 | Supplying, Conveying and fixing spls. Including eart | item1 | 123.223 | Nos
29.12 | 3-1/2x225 sqmm(62mm) | item145 | 5 | Set | 695.31 |  |  | Excess(+) | 1 | Full Conversion | INR | [40 empty] | #VALUE! | #VALUE! | #VALUE! | 1.02 | Construction of chamber for 100mm sluice plates | item2 | 213 | Nos
29.13 | 3-1/2x240 sqmm(62mm) | item146 | 5 | Set | 709.34 |  |  | Excess(+) | 1 | Full Conversion | INR | [40 empty] | #VALUE! | #VALUE! | #VALUE! | 2 | Construction of chamber for 100mm sluices valve | item3 | 10 | Nos
29.14 | 3-1/2x300 sqmm(70mm) | item147 | 5 | Set | 820.69 |  |  | Excess(+) | 1 | Full Conversion | INR | [40 empty] | #VALUE! | #VALUE! | #VALUE! | 3 | Supplying, Conveying and fixing spls. Including ea | item4 | 10 | Nos
29.15 | 3-1/2x400 sqmm(82mm) | item148 | 5 | Set | 1060.06 |  |  | Excess(+) | 1 | Full Conversion | INR | [40 empty] | #VALUE! | #VALUE! | #VALUE! | 1.01 | Supplying, Conveying and fixing spls. Including eart | item1 | 123.223 | Nos
29.16 | 4x16/25 sqmm(28mm) | item149 | 5 | Set | 219.2 |  |  | Excess(+) | 1 | Full Conversion | INR | [40 empty] | #VALUE! | #VALUE! | #VALUE! | 1.02 | Construction of chamber for 100mm sluice plates | item2 | 213 | Nos
30 | S/F, copper cable lug suitable for following size of conductor. | item150 | [52 empty] | 2 | Construction of chamber for 100mm sluices valve | item3 | 10 | Nos
30.1 | 6 sq.mm. | item151 | 5 | Nos. | 23.67 |  |  | Excess(+) | 1 | Full Conversion | INR | [40 empty] | #VALUE! | #VALUE! | #VALUE! | 1.02 | Construction of chamber for 100mm sluice plates | item2 | 213 | Nos
30.2 | 10 sq.mm. | item152 | 5 | Nos. | 25.43 |  |  | Excess(+) | 1 | Full Conversion | INR | [40 empty] | #VALUE! | #VALUE! | #VALUE! | 2 | Construction of chamber for 100mm sluices valve | item3 | 10 | Nos
30.3 | 16 sq.mm. | item153 | 5 | Nos. | 26.3 |  |  | Excess(+) | 1 | Full Conversion | INR | [40 empty] | #VALUE! | #VALUE! | #VALUE! | 3 | Supplying, Conveying and fixing spls. Including ea | item4 | 10 | Nos
30.4 | 20 sq.mm. | item154 | 5 | Nos. | 28.06 |  |  | Excess(+) | 1 | Full Conversion | INR | [40 empty] | #VALUE! | #VALUE! | #VALUE! | 1.01 | Supplying, Conveying and fixing spls. Including eart | item1 | 123.223 | Nos
30.5 | 25 sq.mm. | item155 | 5 | Nos. | 33.32 |  |  | Excess(+) | 1 | Full Conversion | INR | [40 empty] | #VALUE! | #VALUE! | #VALUE! | 1.02 | Construction of chamber for 100mm sluice plates | item2 | 213 | Nos
30.6 | 35 sq.mm. | item156 | 5 | Nos. | 40.33 |  |  | Excess(+) | 1 | Full Conversion | INR | [40 empty] | #VALUE! | #VALUE! | #VALUE! | 2 | Construction of chamber for 100mm sluices valve | item3 | 10 | Nos
31 | S&F, Aluminium / copper lug/reducer terminals/ inline connector terminals suitable for following size of conductor. | item157 | [52 empty] | 3 | Supplying, Conveying and fixing spls. Including ea | item4 | 10 | Nos
31.01 | 16 sq.mm. | item158 | 6 | Nos. | 12.28 |  |  | Excess(+) | 1 | Full Conversion | INR | [40 empty] | #VALUE! | #VALUE! | #VALUE! | 1.01 | Supplying, Conveying and fixing spls. Including eart | item1 | 123.223 | Nos
31.02 | 25 sq.mm. | item159 | 6 | Nos. | 13.15 |  |  | Excess(+) | 1 | Full Conversion | INR | [40 empty] | #VALUE! | #VALUE! | #VALUE! | 1.02 | Construction of chamber for 100mm sluice plates | item2 | 213 | Nos
31.03 | 35 sq.mm. | item160 | 6 | Nos. | 14.03 |  |  | Excess(+) | 1 | Full Conversion | INR | [40 empty] | #VALUE! | #VALUE! | #VALUE! | 2 | Construction of chamber for 100mm sluices valve | item3 | 10 | Nos
31.04 | 50 sq.mm. | item161 | 6 | Nos. | 17.54 |  |  | Excess(+) | 1 | Full Conversion | INR | [40 empty] | #VALUE! | #VALUE! | #VALUE! | 1.02 | Construction of chamber for 100mm sluice plates | item2 | 213 | Nos
31.05 | 70 sq.mm. | item162 | 6 | Nos. | 21.92 |  |  | Excess(+) | 1 | Full Conversion | INR | [40 empty] | #VALUE! | #VALUE! | #VALUE! | 2 | Construction of chamber for 100mm sluices valve | item3 | 10 | Nos
31.06 | 95 sq.mm. | item163 | 6 | Nos. | 22.8 |  |  | Excess(+) | 1 | Full Conversion | INR | [40 empty] | #VALUE! | #VALUE! | #VALUE! | 3 | Supplying, Conveying and fixing spls. Including ea | item4 | 10 | Nos
31.07 | 120 sq.mm. | item164 | 8 | Nos. | 28.06 |  |  | Excess(+) | 1 | Full Conversion | INR | [40 empty] | #VALUE! | #VALUE! | #VALUE! | 1.01 | Supplying, Conveying and fixing spls. Including eart | item1 | 123.223 | Nos
31.08 | 185 sq.mm. | item165 | 8 | Nos. | 40.33 |  |  | Excess(+) | 1 | Full Conversion | INR | [40 empty] | #VALUE! | #VALUE! | #VALUE! | 1.02 | Construction of chamber for 100mm sluice plates | item2 | 213 | Nos
31.09 | 240 sq.mm. | item166 | 8 | Nos. | 62.25 |  |  | Excess(+) | 1 | Full Conversion | INR | [40 empty] | #VALUE! | #VALUE! | #VALUE! | 2 | Construction of chamber for 100mm sluices valve | item3 | 10 | Nos
31.1 | 300 sq.mm. | item167 | 8 | Nos. | 85.05 |  |  | Excess(+) | 1 | Full Conversion | INR | [40 empty] | #VALUE! | #VALUE! | #VALUE! | 3 | Supplying, Conveying and fixing spls. Including ea | item4 | 10 | Nos
31.11 | 400 sq.mm. | item168 | 8 | Nos. | 118.37 |  |  | Excess(+) | 1 | Full Conversion | INR | [40 empty] | #VALUE! | #VALUE! | #VALUE! | 1.01 | Supplying, Conveying and fixing spls. Including eart | item1 | 123.223 | Nos
32 | S&L, connecting,testing and commissioning 10 pairs telephone armoured cable PVC insulated and PVC sheathed annelaed tinned copper conductor. | item169 | [52 empty] | 1.02 | Construction of chamber for 100mm sluice plates | item2 | 213 | Nos
32.1 | In Ground I/c excavation, sand cushioning protective covering, refilling of earth as reqd. | item170 | 23 | Mtr. | 361.25 |  |  | Excess(+) | 1 | Full Conversion | INR | [40 empty] | #VALUE! | #VALUE! | #VALUE! | 2 | Construction of chamber for 100mm sluices valve | item3 | 10 | Nos
32.2 | In existing Pipe | item171 | 6 | Mtr. | 86.8 |  |  | Excess(+) | 1 | Full Conversion | INR | [40 empty] | #VALUE! | #VALUE! | #VALUE! | 1.02 | Construction of chamber for 100mm sluice plates | item2 | 213 | Nos
32.3 | In existing open duct | item172 | 5 | Mtr. | 79.79 |  |  | Excess(+) | 1 | Full Conversion | INR | [40 empty] | #VALUE! | #VALUE! | #VALUE! | 2 | Construction of chamber for 100mm sluices valve | item3 | 10 | Nos
32.4 | Fixing on surface with MS clamp | item173 | 5 | Mtr. | 93.82 |  |  | Excess(+) | 1 | Full Conversion | INR | [40 empty] | #VALUE! | #VALUE! | #VALUE! | 3 | Supplying, Conveying and fixing spls. Including ea | item4 | 10 | Nos
33 | S&L, connecting,testing and commissioning 20 pairs telephone armoured cable PVC insulated and PVC sheathed annelaed tinned copper conductor. | item174 | [52 empty] | 1.01 | Supplying, Conveying and fixing spls. Including eart | item1 | 123.223 | Nos
33.1 | In Ground I/c excavation, sand cushioning protective covering, refilling of earth as reqd. | item175 | 21 | Mtr. | 411.22 |  |  | Excess(+) | 1 | Full Conversion | INR | [40 empty] | #VALUE! | #VALUE! | #VALUE! | 1.02 | Construction of chamber for 100mm sluice plates | item2 | 213 | Nos
33.2 | In existing Pipe | item176 | 5 | Mtr. | 136.78 |  |  | Excess(+) | 1 | Full Conversion | INR | [40 empty] | #VALUE! | #VALUE! | #VALUE! | 2 | Construction of chamber for 100mm sluices valve | item3 | 10 | Nos
33.3 | In existing open duct | item177 | 5 | Mtr. | 129.77 |  |  | Excess(+) | 1 | Full Conversion | INR | [40 empty] | #VALUE! | #VALUE! | #VALUE! | 3 | Supplying, Conveying and fixing spls. Including ea | item4 | 10 | Nos
33.4 | Fixing on surface with MS clamp | item178 | 5 | Mtr. | 143.8 |  |  | Excess(+) | 1 | Full Conversion | INR | [40 empty] | #VALUE! | #VALUE! | #VALUE! | 1.01 | Supplying, Conveying and fixing spls. Including eart | item1 | 123.223 | Nos
34 | S & L, connecting, commissioning & testing 50 pairs telephone armoured cable PVC insulated and PVC sheathed annealed tinned copper conductor | item179 | [52 empty] | 1.02 | Construction of chamber for 100mm sluice plates | item2 | 213 | Nos
34.1 | In Ground I/c excavation, sand cushioning protective covering, refilling of earth as reqd. | item180 | 21 | Mtr. | 580.45 |  |  | Excess(+) | 1 | Full Conversion | INR | [40 empty] | #VALUE! | #VALUE! | #VALUE! | 2 | Construction of chamber for 100mm sluices valve | item3 | 10 | Nos
34.2 | In existing Pipe | item181 | 5 | Mtr. | 307.76 |  |  | Excess(+) | 1 | Full Conversion | INR | [40 empty] | #VALUE! | #VALUE! | #VALUE! | 2 | Construction of chamber for 100mm sluices valve | item3 | 10 | Nos
34.3 | In existing open duct | item182 | 5 | Mtr. | 298.11 |  |  | Excess(+) | 1 | Full Conversion | INR | [40 empty] | #VALUE! | #VALUE! | #VALUE! | 3 | Supplying, Conveying and fixing spls. Including ea | item4 | 10 | Nos
34.4 | Fixing on surface with MS clamp | item183 | 5 | Mtr. | 357.74 |  |  | Excess(+) | 1 | Full Conversion | INR | [40 empty] | #VALUE! | #VALUE! | #VALUE! | 1.01 | Supplying, Conveying and fixing spls. Including eart | item1 | 123.223 | Nos
35 | S & L, connecting, commissioning & testing 100 pairs telephone armoured cable PVC insulated and PVC sheathed annealed tinned copper conductor | item184 | [52 empty] | 1.02 | Construction of chamber for 100mm sluice plates | item2 | 213 | Nos
35.1 | In Ground I/c excavation, sand cushioning protective covering, refilling of earth as reqd. | item185 | 21 | Mtr. | 840.86 |  |  | Excess(+) | 1 | Full Conversion | INR | [40 empty] | #VALUE! | #VALUE! | #VALUE! | 2 | Construction of chamber for 100mm sluices valve | item3 | 10 | Nos
35.2 | In existing Pipe | item186 | 5 | Mtr. | 570.8 |  |  | Excess(+) | 1 | Full Conversion | INR | [40 empty] | #VALUE! | #VALUE! | #VALUE! | 3 | Supplying, Conveying and fixing spls. Including ea | item4 | 10 | Nos
35.3 | In existing open duct | item187 | 5 | Mtr. | 559.4 |  |  | Excess(+) | 1 | Full Conversion | INR | [40 empty] | #VALUE! | #VALUE! | #VALUE! | 1.01 | Supplying, Conveying and fixing spls. Including eart | item1 | 123.223 | Nos
35.4 | Fixing on surface with MS clamp | item188 | 5 | Mtr. | 622.53 |  |  | Excess(+) | 1 | Full Conversion | INR | [40 empty] | #VALUE! | #VALUE! | #VALUE! | 1.02 | Construction of chamber for 100mm sluice plates | item2 | 213 | Nos
36 | Providing and making telephone cable joints with all jointing material I/c locating fault of sizes. | item189 | [52 empty] | 2 | Construction of chamber for 100mm sluices valve | item3 | 10 | Nos
36.1 | For 10/20 pair cable (SLT-2) | item190 | 5 | Nos. | 1511.62 |  |  | Excess(+) | 1 | Full Conversion | INR | [40 empty] | #VALUE! | #VALUE! | #VALUE! | 1.02 | Construction of chamber for 100mm sluice plates | item2 | 213 | Nos
36.2 | For 50 pair cable (SLT-3) | item191 | 5 | Nos. | 2245.51 |  |  | Excess(+) | 1 | Full Conversion | INR | [40 empty] | #VALUE! | #VALUE! | #VALUE! | 2 | Construction of chamber for 100mm sluices valve | item3 | 10 | Nos
36.3 | For 100 pair cable (SLT-4) | item192 | 5 | Nos. | 2597.11 |  |  | Excess(+) | 1 | Full Conversion | INR | [40 empty] | #VALUE! | #VALUE! | #VALUE! | 3 | Supplying, Conveying and fixing spls. Including ea | item4 | 10 | Nos
37 | Supplying and fixing following piano type switch/socket on the existing switch box/cover including connections etc as reqd. | item193 | [52 empty] | 1.01 | Supplying, Conveying and fixing spls. Including eart | item1 | 123.223 | Nos
37.1 | Telephone socket outlet | item194 | 5 | Nos. | 65.76 |  |  | Excess(+) | 1 | Full Conversion | INR | [40 empty] | #VALUE! | #VALUE! | #VALUE! | 1.02 | Construction of chamber for 100mm sluice plates | item2 | 213 | Nos
38 | Supplying and fixing following modular switch/socket on the existing modular plate & switch box including connections but excluding modular plate etc as reqd. | item195 | [52 empty] | 2 | Construction of chamber for 100mm sluices valve | item3 | 10 | Nos
38.1 | Telephone socket outlet | item196 | 5 | Nos. | 104.34 |  |  | Excess(+) | 1 | Full Conversion | INR | [40 empty] | #VALUE! | #VALUE! | #VALUE! | 3 | Supplying, Conveying and fixing spls. Including ea | item4 | 10 | Nos
39 | Fixing of telephone DP suitable upto 400 pair on wall / floor with sutiable brick foundation on bolts and nut etc. as required. | item197 | 5 | Nos. | 192.9 |  |  | Excess(+) | 1 | Full Conversion | INR | [40 empty] | #VALUE! | #VALUE! | #VALUE! | 1.01 | Supplying, Conveying and fixing spls. Including eart | item1 | 123.223 | Nos
40 | Fixing of RJ-45 modular box with cover plate or I/o box for internet on surface/ recessed cutting the wall making good the same as required. ( box and cover plate will be supplied by dept.) | item198 | 5 | Nos. | 66.64 |  |  | Excess(+) | 1 | Full Conversion | INR | [40 empty] | #VALUE! | #VALUE! | #VALUE! | 1.02 | Construction of chamber for 100mm sluice plates | item2 | 213 | Nos
41 | Fixing internet rack on steel fashtner including cartage from store to site as reqd complete. | item199 | 5 | Nos. | 210.43 |  |  | Excess(+) | 1 | Full Conversion | INR | [40 empty] | #VALUE! | #VALUE! | #VALUE! | 2 | Construction of chamber for 100mm sluices valve | item3 | 10 | Nos
42 | Drawing of optical cable enhanced cat 5/cat 6/telephone/ networking /power cable in existing steel conduit pipe/GI /HDPE pipe including numbering of networking wire from room to rack as reqd. | item200 | 42 | Mtr | 15.78 |  |  | Excess(+) | 1 | Full Conversion | INR | [40 empty] | #VALUE! | #VALUE! | #VALUE! | 1.02 | Construction of chamber for 100mm sluice plates | item2 | 213 | Nos
43 | Supply & laying of HDPE pipe ISI mark of size 25mm dia, 6Kg / cm² and minimum 2mm thick I/c cartage loading & unloading etc. as reqd. | item201 | [52 empty] | 2 | Construction of chamber for 100mm sluices valve | item3 | 10 | Nos
43.1 | In Ground I/c excavation, sand cushioning protective covering & refilling the trench with dressing of earth etc. as reqd.of earth as reqd. | item202 | 21 | Mtr | 325.3 |  |  | Excess(+) | 1 | Full Conversion | INR | [40 empty] | #VALUE! | #VALUE! | #VALUE! | 3 | Supplying, Conveying and fixing spls. Including ea | item4 | 10 | Nos
43.2 | In existing pipe | item203 | 5 | Mtr. | 50.85 |  |  | Excess(+) | 1 | Full Conversion | INR | [40 empty] | #VALUE! | #VALUE! | #VALUE! | 1.01 | Supplying, Conveying and fixing spls. Including eart | item1 | 123.223 | Nos
43.3 | Fixing on surface with MS clamp | item204 | 5 | Mtr. | 57.87 |  |  | Excess(+) | 1 | Full Conversion | INR | [40 empty] | #VALUE! | #VALUE! | #VALUE! | 1.02 | Construction of chamber for 100mm sluice plates | item2 | 213 | Nos
43.4 | In existing open duct. | item205 | 5 | Mtr. | 43.84 |  |  | Excess(+) | 1 | Full Conversion | INR | [40 empty] | #VALUE! | #VALUE! | #VALUE! | 2 | Construction of chamber for 100mm sluices valve | item3 | 10 | Nos
44 | Supply & laying of HDPE pipe ISI mark of size 32mm dia, 6Kg / cm² and minimum 2mm thick I/c cartage loading & unloading etc. as reqd. | item206 | [52 empty] | 3 | Supplying, Conveying and fixing spls. Including ea | item4 | 10 | Nos
44.1 | In Ground I/c excavation, sand cushioning protective covering & refilling the trench with dressing of earth etc. as reqd.of earth as reqd. | item207 | 22 | Mtr | 338.45 |  |  | Excess(+) | 1 | Full Conversion | INR | [40 empty] | #VALUE! | #VALUE! | #VALUE! | 1.01 | Supplying, Conveying and fixing spls. Including eart | item1 | 123.223 | Nos
44.2 | In existing pipe | item208 | 5 | Mtr. | 64.01 |  |  | Excess(+) | 1 | Full Conversion | INR | [40 empty] | #VALUE! | #VALUE! | #VALUE! | 1.02 | Construction of chamber for 100mm sluice plates | item2 | 213 | Nos
44.3 | Fixing on surface with MS clamp | item209 | 5 | Mtr. | 71.02 |  |  | Excess(+) | 1 | Full Conversion | INR | [40 empty] | #VALUE! | #VALUE! | #VALUE! | 2 | Construction of chamber for 100mm sluices valve | item3 | 10 | Nos
44.4 | In existing open duct. | item210 | 5 | Mtr. | 56.99 |  |  | Excess(+) | 1 | Full Conversion | INR | [40 empty] | #VALUE! | #VALUE! | #VALUE! | 1.02 | Construction of chamber for 100mm sluice plates | item2 | 213 | Nos
45 | Supply & laying of HDPE pipe ISI mark of size 40mm dia, 6Kg / cm² and minimum 2mm thick I/c cartage loading & unloading etc. as reqd. | item211 | [52 empty] | 2 | Construction of chamber for 100mm sluices valve | item3 | 10 | Nos
45.1 | In Ground I/c excavation, sand cushioning protective covering & refilling the trench with dressing of earth etc. as reqd.of earth as reqd. | item212 | 21 | Mtr | 370.89 |  |  | Excess(+) | 1 | Full Conversion | INR | [40 empty] | #VALUE! | #VALUE! | #VALUE! | 3 | Supplying, Conveying and fixing spls. Including ea | item4 | 10 | Nos
45.2 | In existing pipe | item213 | 5 | Mtr. | 98.2 |  |  | Excess(+) | 1 | Full Conversion | INR | [40 empty] | #VALUE! | #VALUE! | #VALUE! | 1.01 | Supplying, Conveying and fixing spls. Including eart | item1 | 123.223 | Nos
45.3 | Fixing on surface with MS clamp | item214 | 5 | Mtr. | 148.18 |  |  | Excess(+) | 1 | Full Conversion | INR | [40 empty] | #VALUE! | #VALUE! | #VALUE! | 1.02 | Construction of chamber for 100mm sluice plates | item2 | 213 | Nos
45.4 | In existing open duct. | item215 | 5 | Mtr. | 88.56 |  |  | Excess(+) | 1 | Full Conversion | INR | [40 empty] | #VALUE! | #VALUE! | #VALUE! | 2 | Construction of chamber for 100mm sluices valve | item3 | 10 | Nos
46 | S & F following size of PVC casing and capping on surface as reqd. | item216 | [52 empty] | 3 | Supplying, Conveying and fixing spls. Including ea | item4 | 10 | Nos
46.1 | 20 x 12mm | item217 | 8 | Mtr. | 57.87 |  |  | Excess(+) | 1 | Full Conversion | INR | [40 empty] | #VALUE! | #VALUE! | #VALUE! | 1.01 | Supplying, Conveying and fixing spls. Including eart | item1 | 123.223 | Nos
46.2 | 25 x 16mm | item218 | 8 | Mtr. | 64.01 |  |  | Excess(+) | 1 | Full Conversion | INR | [40 empty] | #VALUE! | #VALUE! | #VALUE! | 1.02 | Construction of chamber for 100mm sluice plates | item2 | 213 | Nos
46.3 | 32 X 16 mm | item219 | 5 | Mtr. | 67.51 |  |  | Excess(+) | 1 | Full Conversion | INR | [40 empty] | #VALUE! | #VALUE! | #VALUE! | 2 | Construction of chamber for 100mm sluices valve | item3 | 10 | Nos
46.4 | 38 X 16 mm | item220 | 5 | Mtr. | 90.31 |  |  | Excess(+) | 1 | Full Conversion | INR | [40 empty] | #VALUE! | #VALUE! | #VALUE! | 1.02 | Construction of chamber for 100mm sluice plates | item2 | 213 | Nos
47 | Supplying and fixing of GI pipe of following mm dia (nominal), 3 mtrs. length along the pole for protection of under ground cable as required. | item221 | [52 empty] | 2 | Construction of chamber for 100mm sluices valve | item3 | 10 | Nos
47.1 | 50mm dia | item222 | 5 | Nos. | 1444.1 |  |  | Excess(+) | 1 | Full Conversion | INR | [40 empty] | #VALUE! | #VALUE! | #VALUE! | 3 | Supplying, Conveying and fixing spls. Including ea | item4 | 10 | Nos
47.2 | 80mm dia | item223 | 5 | Nos. | 2020.17 |  |  | Excess(+) | 1 | Full Conversion | INR | [40 empty] | #VALUE! | #VALUE! | #VALUE! | 1.01 | Supplying, Conveying and fixing spls. Including eart | item1 | 123.223 | Nos
48 | Providing, laying and fixing following dia G.I. pipe (medium class) in ground complete with G.I. fittings including trenching (75 cm deep) and re-filling etc as required | item224 | [52 empty] | 1.02 | Construction of chamber for 100mm sluice plates | item2 | 213 | Nos
48.1 | 50mm dia | item225 | 5 | Mtr. | 469.97 |  |  | Excess(+) | 1 | Full Conversion | INR | [40 empty] | #VALUE! | #VALUE! | #VALUE! | 2 | Construction of chamber for 100mm sluices valve | item3 | 10 | Nos
48.2 | 80mm dia | item226 | 5 | Mtr. | 704.08 |  |  | Excess(+) | 1 | Full Conversion | INR | [40 empty] | #VALUE! | #VALUE! | #VALUE! | 3 | Supplying, Conveying and fixing spls. Including ea | item4 | 10 | Nos
48.3 | 100mm dia | item227 | 5 | Mtr. | 975.89 |  |  | Excess(+) | 1 | Full Conversion | INR | [40 empty] | #VALUE! | #VALUE! | #VALUE! | 1.01 | Supplying, Conveying and fixing spls. Including eart | item1 | 123.223 | Nos
48.4 | 150mm dia | item228 | 5 | Mtr. | 1479.18 |  |  | Excess(+) | 1 | Full Conversion | INR | [40 empty] | #VALUE! | #VALUE! | #VALUE! | 1.02 | Construction of chamber for 100mm sluice plates | item2 | 213 | Nos
49 | S & F, connecting and commissioning 4 pole on load in sheet steel enclosure changeover switch of following capacity etc. as reqd. | item229 | [52 empty] | 2 | Construction of chamber for 100mm sluices valve | item3 | 10 | Nos
49.1 | 100A | item230 | 5 | Nos. | 7109.16 |  |  | Excess(+) | 1 | Full Conversion | INR | [40 empty] | #VALUE! | #VALUE! | #VALUE! | 1.02 | Construction of chamber for 100mm sluice plates | item2 | 213 | Nos
49.2 | 200A | item231 | 5 | Nos. | 13188.95 |  |  | Excess(+) | 1 | Full Conversion | INR | [40 empty] | #VALUE! | #VALUE! | #VALUE! | 2 | Construction of chamber for 100mm sluices valve | item3 | 10 | Nos
49.3 | 400A | item232 | 5 | Nos. | 29427.44 |  |  | Excess(+) | 1 | Full Conversion | INR | [40 empty] | #VALUE! | #VALUE! | #VALUE! | 3 | Supplying, Conveying and fixing spls. Including ea | item4 | 10 | Nos
49.4 | 630A | item233 | 5 | Nos. | 33835.16 |  |  | Excess(+) | 1 | Full Conversion | INR | [40 empty] | #VALUE! | #VALUE! | #VALUE! | 1.01 | Supplying, Conveying and fixing spls. Including eart | item1 | 123.223 | Nos
50 | Supplying, fixing, testing and commissioning of following KVAR Capacitors (Heavy Duty) including dismentling of existing defective and damaged contactor etc as required complete. | item234 | [52 empty] | 1.02 | Construction of chamber for 100mm sluice plates | item2 | 213 | Nos
50.1 | 15 KVAR havy duty Ca. no. LV Capacitor CYL HD F5 V440 ABB make or it's equivallent approved make | item235 | 5 | Nos. | 5017.1 |  |  | Excess(+) | 1 | Full Conversion | INR | [40 empty] | #VALUE! | #VALUE! | #VALUE! | 2 | Construction of chamber for 100mm sluices valve | item3 | 10 | Nos
50.2 | 20 KVAR havy duty Ca. no. LV Capacitor CYL HD F5 V440 ABB make or it's equivallent approved make | item236 | 5 | Nos. | 6603.24 |  |  | Excess(+) | 1 | Full Conversion | INR | [40 empty] | #VALUE! | #VALUE! | #VALUE! | 3 | Supplying, Conveying and fixing spls. Including ea | item4 | 10 | Nos
50.3 | 25 KVAR havy duty Ca. no. LV Capacitor CYL HD F5 V440 ABB make or it's equivallent approved make | item237 | 5 | Nos. | 8206.05 |  |  | Excess(+) | 1 | Full Conversion | INR | [40 empty] | #VALUE! | #VALUE! | #VALUE! | 1.01 | Supplying, Conveying and fixing spls. Including eart | item1 | 123.223 | Nos
51 | S & F of following rating & poles 240 volts 'C' curve 10 kA MCB in the existing MCB DB complete with connection, testing & commissioning etc as reqd. | item238 | [52 empty] | 1.02 | Construction of chamber for 100mm sluice plates | item2 | 213 | Nos
51.1 | Single Pole (5A to 32A) | item239 | 5 | Nos. | 174.48 |  |  | Excess(+) | 1 | Full Conversion | INR | [40 empty] | #VALUE! | #VALUE! | #VALUE! | 2 | Construction of chamber for 100mm sluices valve | item3 | 10 | Nos
51.2 | Double Pole (5A to 32A) | item240 | 5 | Nos. | 487.51 |  |  | Excess(+) | 1 | Full Conversion | INR | [40 empty] | #VALUE! | #VALUE! | #VALUE! | 2 | Construction of chamber for 100mm sluices valve | item3 | 10 | Nos
51.3 | Triple Pole(5A to 32A) | item241 | 5 | Nos. | 724.24 |  |  | Excess(+) | 1 | Full Conversion | INR | [40 empty] | #VALUE! | #VALUE! | #VALUE! | 3 | Supplying, Conveying and fixing spls. Including ea | item4 | 10 | Nos
51.4 | Four pole (5A to 32A) | item242 | 5 | Nos. | 957.47 |  |  | Excess(+) | 1 | Full Conversion | INR | [40 empty] | #VALUE! | #VALUE! | #VALUE! | 1.01 | Supplying, Conveying and fixing spls. Including eart | item1 | 123.223 | Nos
51.5 | Single Pole (40A to 63A) | item243 | 5 | Nos. | 526.09 |  |  | Excess(+) | 1 | Full Conversion | INR | [40 empty] | #VALUE! | #VALUE! | #VALUE! | 1.02 | Construction of chamber for 100mm sluice plates | item2 | 213 | Nos
51.6 | Double Pole (40A to 63A) | item244 | 5 | Nos. | 1100.39 |  |  | Excess(+) | 1 | Full Conversion | INR | [40 empty] | #VALUE! | #VALUE! | #VALUE! | 2 | Construction of chamber for 100mm sluices valve | item3 | 10 | Nos
51.7 | Triple Pole (40A to 63A) | item245 | 5 | Nos. | 1636.12 |  |  | Excess(+) | 1 | Full Conversion | INR | [40 empty] | #VALUE! | #VALUE! | #VALUE! | 3 | Supplying, Conveying and fixing spls. Including ea | item4 | 10 | Nos
51.8 | Four pole (40A to 63A) | item246 | 5 | Nos. | 2102.59 |  |  | Excess(+) | 1 | Full Conversion | INR | [40 empty] | #VALUE! | #VALUE! | #VALUE! | 1.01 | Supplying, Conveying and fixing spls. Including eart | item1 | 123.223 | Nos
52 | Providing and fixing following rating and breaking capacity and pole MCCB with adjustable thermomagnetic release and terminal spreaders in existing cubicle panel board including drilling holes in cubicle panel, making connections, etc. as required. | item247 | [52 empty] | 1.02 | Construction of chamber for 100mm sluice plates | item2 | 213 | Nos
52.1 | 100 A 30kA FP | item248 | 5 | Nos. | 6468.22 |  |  | Excess(+) | 1 | Full Conversion | INR | [40 empty] | #VALUE! | #VALUE! | #VALUE! | 2 | Construction of chamber for 100mm sluices valve | item3 | 10 | Nos
52.2 | 250 A 36kA FP | item249 | 5 | Nos. | 15144.23 |  |  | Excess(+) | 1 | Full Conversion | INR | [40 empty] | #VALUE! | #VALUE! | #VALUE! | 1.02 | Construction of chamber for 100mm sluice plates | item2 | 213 | Nos
52.3 | 400 A 50kA FP | item250 | 5 | Nos. | 22956.6 |  |  | Excess(+) | 1 | Full Conversion | INR | [40 empty] | #VALUE! | #VALUE! | #VALUE! | 2 | Construction of chamber for 100mm sluices valve | item3 | 10 | Nos
53 | Providing and fixing following rating and breaking capacity and pole MCCB with microprocessor base release with overload, short circiut, instantaneous short circuit protection and terminal spreaders in existing cubicle panel board including drilling holes in cubicle panel, making connections, etc. as required. | item251 | [52 empty] | 3 | Supplying, Conveying and fixing spls. Including ea | item4 | 10 | Nos
53.1 | 100 A 36kA (DN2-250D) | item252 | 5 | Each | 11793.07 |  |  | Excess(+) | 1 | Full Conversion | INR | [40 empty] | #VALUE! | #VALUE! | #VALUE! | 1.01 | Supplying, Conveying and fixing spls. Including eart | item1 | 123.223 | Nos
53.2 | 160 A 50kA (DN2-250N) | item253 | 5 | Nos. | 17470.41 |  |  | Excess(+) | 1 | Full Conversion | INR | [40 empty] | #VALUE! | #VALUE! | #VALUE! | 1.02 | Construction of chamber for 100mm sluice plates | item2 | 213 | Nos
53.3 | 250 A 70kA (DN2-250S) | item254 | 5 | Each | 23843.05 |  |  | Excess(+) | 1 | Full Conversion | INR | [40 empty] | #VALUE! | #VALUE! | #VALUE! | 2 | Construction of chamber for 100mm sluices valve | item3 | 10 | Nos
53.4 | 400 A 70kA (DN3-400S) | item255 | 5 | Each | 28372.64 |  |  | Excess(+) | 1 | Full Conversion | INR | [40 empty] | #VALUE! | #VALUE! | #VALUE! | 3 | Supplying, Conveying and fixing spls. Including ea | item4 | 10 | Nos
54 | Supplying and fixing of transmitted type rotory handle for following rating MCCB including dismentaling existing defective one as required complete. | item256 | [52 empty] | 1.01 | Supplying, Conveying and fixing spls. Including eart | item1 | 123.223 | Nos
54.1 | 100-250 Amp. | item257 | 5 | Nos. | 1509.86 |  |  | Excess(+) | 1 | Full Conversion | INR | [40 empty] | #VALUE! | #VALUE! | #VALUE! | 1.02 | Construction of chamber for 100mm sluice plates | item2 | 213 | Nos
54.2 | 400-630 Amp. | item258 | 5 | Nos. | 2207.8 |  |  | Excess(+) | 1 | Full Conversion | INR | [40 empty] | #VALUE! | #VALUE! | #VALUE! | 2 | Construction of chamber for 100mm sluices valve | item3 | 10 | Nos
55 | S & F metal enclosure suitable for FP/DP MCB/DP ELCB on surface or recessed etc as reqd. | item259 | 5 | Nos. | 658.48 |  |  | Excess(+) | 1 | Full Conversion | INR | [40 empty] | #VALUE! | #VALUE! | #VALUE! | 1.02 | Construction of chamber for 100mm sluice plates | item2 | 213 | Nos
56 | Supplying and fixing of following ways surface/ recess mounting, vertical type, 415 V, TPN MCB distribution board of sheet steel, dust protected, duly powder painted, inclusive of 200 A, tinned copper bus bar, common neutral link, earth bar, din bar for mounting MCBs (but without MCBs and incomer) as required. (Note : Vertical type MCB TPDB is normally used where 3 phase outlets are required.) | item260 | [52 empty] | 2 | Construction of chamber for 100mm sluices valve | item3 | 10 | Nos
56.1 | 8 Way (4+24), double door | item261 | 5 | No's | 6790 |  |  | Excess(+) | 1 | Full Conversion | INR | [40 empty] | #VALUE! | #VALUE! | #VALUE! | 3 | Supplying, Conveying and fixing spls. Including ea | item4 | 10 | Nos
56.2 | 12 Way (4+36), double door | item262 | 5 | No's | 8617.27 |  |  | Excess(+) | 1 | Full Conversion | INR | [40 empty] | #VALUE! | #VALUE! | #VALUE! | 1.01 | Supplying, Conveying and fixing spls. Including eart | item1 | 123.223 | Nos
57 | Earthing with GI earth electrode 50mm dia x 3 mtr length including earth enhancing compound (Jam Fill quality product) and PIT cover for earthing pit etc as reqd. (193GI JMV) w.e.f 12.12.12 | item263 | 5 | Nos. | 8325.3 |  |  | Excess(+) | 1 | Full Conversion | INR | [40 empty] | #VALUE! | #VALUE! | #VALUE! | 1.02 | Construction of chamber for 100mm sluice plates | item2 | 213 | Nos
58 | Earthing with Copper bonded earth electrode 50mm dia x 3 mtr length including earth enhancing compound (Jam Fill quality product) and PIT cover for earthing pit etc as reqd. (503 cbe JMV) w.e.f 12.12.12 | item264 | 5 | Nos. | 11671.2 |  |  | Excess(+) | 1 | Full Conversion | INR | [40 empty] | #VALUE! | #VALUE! | #VALUE! | 2 | Construction of chamber for 100mm sluices valve | item3 | 10 | Nos
59 | Earthing with G.I. earth pipe 4.5 metre long, 40 mm dia including accessories, and providing masonry enclosure with cover plate having locking arrangement and watering pipe etc. with charcoal/ coke and salt as required. | item265 | 5 | Nos. | 4654.1 |  |  | Excess(+) | 1 | Full Conversion | INR | [40 empty] | #VALUE! | #VALUE! | #VALUE! | 3 | Supplying, Conveying and fixing spls. Including ea | item4 | 10 | Nos
60 | Earthing with G.I. earth plate 600 mm X 600 mm X 6 mm thick including accessories, and providing masonry enclosure with cover plate having locking arrangement and watering pipe of 2.7 metre long etc. with charcoal/ coke and salt as required. | item266 | 5 | Nos. | 5450.24 |  |  | Excess(+) | 1 | Full Conversion | INR | [40 empty] | #VALUE! | #VALUE! | #VALUE! | 1.01 | Supplying, Conveying and fixing spls. Including eart | item1 | 123.223 | Nos
61 | Earthing with copper earth plate 600 mm X 600 mm X 3 mm thick including accessories, and providing masonry enclosure with cover plate having locking arrangement and watering pipe of 2.7 metre long etc. with charcoal/ coke and salt as required. | item267 | 5 | Nos. | 10341.08 |  |  | Excess(+) | 1 | Full Conversion | INR | [40 empty] | #VALUE! | #VALUE! | #VALUE! | 1.02 | Construction of chamber for 100mm sluice plates | item2 | 213 | Nos
62 | Supplying and laying 25 mm X 5 mm copper strip at 0.50 metre below ground as strip earth electrode, including connection/ terminating with nut, bolt, spring, washer etc. as required. (Jointing shall be done by overlapping and with 2 sets of brass nut bolt & spring washer spaced at 50mm) | item268 | 5 | Mtr | 747.92 |  |  | Excess(+) | 1 | Full Conversion | INR | [40 empty] | #VALUE! | #VALUE! | #VALUE! | 2 | Construction of chamber for 100mm sluices valve | item3 | 10 | Nos
63 | Providing and fixing 25 mm X 5 mm copper strip on surface or in recess for connections etc. as required. | item269 | 5 | Mtr. | 884.7 |  |  | Excess(+) | 1 | Full Conversion | INR | [40 empty] | #VALUE! | #VALUE! | #VALUE! | 1.02 | Construction of chamber for 100mm sluice plates | item2 | 213 | Nos
64 | Providing and fixing 25 mm X 5 mm G.I. strip on surface or in recess for connections etc. as required | item270 | 5 | Mtr. | 180.62 |  |  | Excess(+) | 1 | Full Conversion | INR | [40 empty] | #VALUE! | #VALUE! | #VALUE! | 2 | Construction of chamber for 100mm sluices valve | item3 | 10 | Nos
65 | Providing and fixing 6 SWG dia. GI wire on surface or in recess for loop earthing alongwith the existing surface / recessed conduit / submain wiring / cable as required. | item271 | 8 | Mtr. | 49.98 |  |  | Excess(+) | 1 | Full Conversion | INR | [40 empty] | #VALUE! | #VALUE! | #VALUE! | 3 | Supplying, Conveying and fixing spls. Including ea | item4 | 10 | Nos
66 | Providing and fixing 25 mm X 5 mm copper strip in 40 mm dia G.I. pipe from earth electrode including connection with brass nut, bolt, spring, washer excavation and re-filling etc. as required. | item272 | 5 | Mtr. | 1073.21 |  |  | Excess(+) | 1 | Full Conversion | INR | [40 empty] | #VALUE! | #VALUE! | #VALUE! | 1.01 | Supplying, Conveying and fixing spls. Including eart | item1 | 123.223 | Nos
67 | Providing and fixing 25 mm X 5 mm G.I. strip in 40 mm dia G.I. pipe from earth electrode including connection with G.I. nut, bolt, spring, washer excavation and re-filling etc. as required. | item273 | 5 | Mtr. | 423.5 |  |  | Excess(+) | 1 | Full Conversion | INR | [40 empty] | #VALUE! | #VALUE! | #VALUE! | 1.02 | Construction of chamber for 100mm sluice plates | item2 | 213 | Nos
68 | Supplying, fixing, testing and commissioning of four pole following contactor including dismentling of existing defective and damaged contactor etc as required complete make L&T and its equivelant. | item274 | [52 empty] | 2 | Construction of chamber for 100mm sluices valve | item3 | 10 | Nos
68.1 | MCX 43, 400A | item275 | 5 | Nos. | 38734.77 |  |  | Excess(+) | 1 | Full Conversion | INR | [40 empty] | #VALUE! | #VALUE! | #VALUE! | 3 | Supplying, Conveying and fixing spls. Including ea | item4 | 10 | Nos
68.2 | MCX 44, 500A | item276 | 5 | Nos. | 48503.29 |  |  | Excess(+) | 1 | Full Conversion | INR | [40 empty] | #VALUE! | #VALUE! | #VALUE! | 1.01 | Supplying, Conveying and fixing spls. Including eart | item1 | 123.223 | Nos
68.3 | MCX 45, 600A | item277 | 5 | Nos. | 52678.65 |  |  | Excess(+) | 1 | Full Conversion | INR | [40 empty] | #VALUE! | #VALUE! | #VALUE! | 1.02 | Construction of chamber for 100mm sluice plates | item2 | 213 | Nos
68.4 | MCX 46, 700A | item278 | 5 | Nos. | 68752.3 |  |  | Excess(+) | 1 | Full Conversion | INR | [40 empty] | #VALUE! | #VALUE! | #VALUE! | 2 | Construction of chamber for 100mm sluices valve | item3 | 10 | Nos
68.5 | MCX 47, 800A | item279 | 5 | Nos. | 79597.54 |  |  | Excess(+) | 1 | Full Conversion | INR | [40 empty] | #VALUE! | #VALUE! | #VALUE! | 1.02 | Construction of chamber for 100mm sluice plates | item2 | 213 | Nos
69 | Supplying, fixing, testing and commissioning of following contactor including dismentling of existing defective and damaged contactor etc as required complete make L & T and its equivelant. | item280 | [52 empty] | 2 | Construction of chamber for 100mm sluices valve | item3 | 10 | Nos
69.1 | MNX 225 | item281 | 5 | Nos. | 22227.09 |  |  | Excess(+) | 1 | Full Conversion | INR | [40 empty] | #VALUE! | #VALUE! | #VALUE! | 3 | Supplying, Conveying and fixing spls. Including ea | item4 | 10 | Nos
69.2 | MNX 185 | item282 | 5 | Nos. | 20226.22 |  |  | Excess(+) | 1 | Full Conversion | INR | [40 empty] | #VALUE! | #VALUE! | #VALUE! | 1.01 | Supplying, Conveying and fixing spls. Including eart | item1 | 123.223 | Nos
69.3 | MNX 95 | item283 | 5 | Nos. | 10562.03 |  |  | Excess(+) | 1 | Full Conversion | INR | [40 empty] | #VALUE! | #VALUE! | #VALUE! | 1.02 | Construction of chamber for 100mm sluice plates | item2 | 213 | Nos
69.4 | MNX 70 | item284 | 5 | Nos. | 5757.12 |  |  | Excess(+) | 1 | Full Conversion | INR | [40 empty] | #VALUE! | #VALUE! | #VALUE! | 2 | Construction of chamber for 100mm sluices valve | item3 | 10 | Nos
70 | Supplying, fixing, testing and commissioning of following rating , HRC fuses 415/500V in existing main switch/ panel including dismentaling existing defective one complete as reqd | item285 | [52 empty] | 3 | Supplying, Conveying and fixing spls. Including ea | item4 | 10 | Nos
70.01 | Cylindrical type HF 2 to 32 Amp. | item286 | 5 | Nos. | 103.46 |  |  | Excess(+) | 1 | Full Conversion | INR | [40 empty] | #VALUE! | #VALUE! | #VALUE! | 1.01 | Supplying, Conveying and fixing spls. Including eart | item1 | 123.223 | Nos
70.02 | DIN type 63 to 125 Amp. | item287 | 5 | Nos. | 320.91 |  |  | Excess(+) | 1 | Full Conversion | INR | [40 empty] | #VALUE! | #VALUE! | #VALUE! | 1.02 | Construction of chamber for 100mm sluice plates | item2 | 213 | Nos
70.03 | DIN type 200 Amp. | item288 | 5 | Nos. | 460.32 |  |  | Excess(+) | 1 | Full Conversion | INR | [40 empty] | #VALUE! | #VALUE! | #VALUE! | 2 | Construction of chamber for 100mm sluices valve | item3 | 10 | Nos
70.04 | DIN type 315 Amp. | item289 | 5 | Nos. | 645.33 |  |  | Excess(+) | 1 | Full Conversion | INR | [40 empty] | #VALUE! | #VALUE! | #VALUE! | 1.02 | Construction of chamber for 100mm sluice plates | item2 | 213 | Nos
70.05 | DIN type 400 Amp. | item290 | 5 | Nos. | 705.83 |  |  | Excess(+) | 1 | Full Conversion | INR | [40 empty] | #VALUE! | #VALUE! | #VALUE! | 2 | Construction of chamber for 100mm sluices valve | item3 | 10 | Nos
70.06 | Bolted fuse HG / HQ 2-32 Amp. | item291 | 5 | Nos. | 67.51 |  |  | Excess(+) | 1 | Full Conversion | INR | [40 empty] | #VALUE! | #VALUE! | #VALUE! | 3 | Supplying, Conveying and fixing spls. Including ea | item4 | 10 | Nos
70.07 | Bolted fuse HG / HQ 100 Amp. | item292 | 5 | Nos. | 207.8 |  |  | Excess(+) | 1 | Full Conversion | INR | [40 empty] | #VALUE! | #VALUE! | #VALUE! | 1.01 | Supplying, Conveying and fixing spls. Including eart | item1 | 123.223 | Nos
70.08 | Bolted fuse HG / HQ 125/160 Amp. | item293 | 5 | Nos. | 286.72 |  |  | Excess(+) | 1 | Full Conversion | INR | [40 empty] | #VALUE! | #VALUE! | #VALUE! | 1.02 | Construction of chamber for 100mm sluice plates | item2 | 213 | Nos
70.09 | Bolted fuse HG / HQ 315 Amp. | item294 | 5 | Nos. | 411.22 |  |  | Excess(+) | 1 | Full Conversion | INR | [40 empty] | #VALUE! | #VALUE! | #VALUE! | 2 | Construction of chamber for 100mm sluices valve | item3 | 10 | Nos
70.1 | Bolted fuse HG / HQ 400 Amp. | item295 | 5 | Nos. | 626.92 |  |  | Excess(+) | 1 | Full Conversion | INR | [40 empty] | #VALUE! | #VALUE! | #VALUE! | 3 | Supplying, Conveying and fixing spls. Including ea | item4 | 10 | Nos
71 | Fixing MS 250 x 300 x 100 mm /DB / pole fuse box and painting with enamel paint if required as required complete . | item296 | 5 | Nos. | 242.88 |  |  | Excess(+) | 1 | Full Conversion | INR | [40 empty] | #VALUE! | #VALUE! | #VALUE! | 1.01 | Supplying, Conveying and fixing spls. Including eart | item1 | 123.223 | Nos
72 | Supplying, fixing, testing and commissioning of digital CT operated three phase Ampere Metrer including dismentling of existing defective and damaged meter etc as required complete. | item297 | 5 | Nos. | 2055.24 |  |  | Excess(+) | 1 | Full Conversion | INR | [40 empty] | #VALUE! | #VALUE! | #VALUE! | 1.02 | Construction of chamber for 100mm sluice plates | item2 | 213 | Nos
73 | Supplying, fixing, testing and commissioning of 11/33 kV,110 V PT operated 3P digital Volt Meter including dismentling of existing defective and damaged meter etc as required complete. | item298 | 5 | Nos. | 2055.24 |  |  | Excess(+) | 1 | Full Conversion | INR | [40 empty] | #VALUE! | #VALUE! | #VALUE! | 2 | Construction of chamber for 100mm sluices valve | item3 | 10 | Nos
74 | Supplying, fixing, testing and commissioning of following scale ----/5 A CT operated Single phase Ampere Metrer including dismentling of existing defective and damaged meter etc as required complete. | item299 | 5 | Nos. | 1422.18 |  |  | Excess(+) | 1 | Full Conversion | INR | [40 empty] | #VALUE! | #VALUE! | #VALUE! | 2 | Construction of chamber for 100mm sluices valve | item3 | 10 | Nos
75 | Supplying, fixing, testing and commissioning of following scale ----/110 V PT operated Single phase Volt Metrer including dismentling of existing defective and damaged meter etc as required complete. | item300 | 5 | Nos. | 1422.18 |  |  | Excess(+) | 1 | Full Conversion | INR | [40 empty] | #VALUE! | #VALUE! | #VALUE! | 3 | Supplying, Conveying and fixing spls. Including ea | item4 | 10 | Nos
76 | Supplying, fixing, testing and commissioning of Multifuction meter for load manager, power & energy , dual source ,including dismentling of existing defective and damaged MFM meter etc as required complete. | item301 | 5 | Nos. | 6583.08 |  |  | Excess(+) | 1 | Full Conversion | INR | [40 empty] | #VALUE! | #VALUE! | #VALUE! | 1.01 | Supplying, Conveying and fixing spls. Including eart | item1 | 123.223 | Nos
77 | Supplyng and fixing of 16 A volt.meter selector switch including dismentling of existing defective one as required complete. | item302 | 5 | Nos. | 369.14 |  |  | Excess(+) | 1 | Full Conversion | INR | [40 empty] | #VALUE! | #VALUE! | #VALUE! | 1.02 | Construction of chamber for 100mm sluice plates | item2 | 213 | Nos
78 | Supplyng and fixing of 16 Amp.meter selector switch including dismentling of existing defective one as required complete. | item303 | 5 | Nos. | 398.95 |  |  | Excess(+) | 1 | Full Conversion | INR | [40 empty] | #VALUE! | #VALUE! | #VALUE! | 2 | Construction of chamber for 100mm sluices valve | item3 | 10 | Nos
79 | Supplying and fixing Connecting and commissioning of fully automatic starter of following capacity electric motors, 415 V, 50 Hz, 3 phase, in sheet steel enclosure C&S make for Submersible pump as required complete make C & S and its equivelant. | item304 | [52 empty] | 3 | Supplying, Conveying and fixing spls. Including ea | item4 | 10 | Nos
79.1 | 10/12HP DOL | item305 | 5 | Nos | 7303.81 |  |  | Excess(+) | 1 | Full Conversion | INR | [40 empty] | #VALUE! | #VALUE! | #VALUE! | 1.01 | Supplying, Conveying and fixing spls. Including eart | item1 | 123.223 | Nos
79.2 | 12/15HP Star delta | item306 | 5 | Nos | 12443.67 |  |  | Excess(+) | 1 | Full Conversion | INR | [40 empty] | #VALUE! | #VALUE! | #VALUE! | 1.02 | Construction of chamber for 100mm sluice plates | item2 | 213 | Nos
79.3 | 25HP Star delta | item307 | 5 | Nos | 14508.55 |  |  | Excess(+) | 1 | Full Conversion | INR | [40 empty] | #VALUE! | #VALUE! | #VALUE! | 2 | Construction of chamber for 100mm sluices valve | item3 | 10 | Nos
80 | Rewinding of following fans of following sizes i/c dismantling of rotor cutting the damaged winding and providing rewinding along with insulation paper, varnish, connecting copper leads of suitable quality including dismentling and refixing from normal/abnormal height and refixing as required. (Old burnt wire shall be reatin by the contractor.) | item308 | [52 empty] | 1.02 | Construction of chamber for 100mm sluice plates | item2 | 213 | Nos
80.1 | New model 48" | item309 | 5 | Nos. | 825.08 |  |  | Excess(+) | 1 | Full Conversion | INR | [40 empty] | #VALUE! | #VALUE! | #VALUE! | 2 | Construction of chamber for 100mm sluices valve | item3 | 10 | Nos
80.2 | Old model 48"/new mode 56" | item310 | 5 | Nos. | 881.19 |  |  | Excess(+) | 1 | Full Conversion | INR | [40 empty] | #VALUE! | #VALUE! | #VALUE! | 3 | Supplying, Conveying and fixing spls. Including ea | item4 | 10 | Nos
81 | Rewinding of exhaust fans of following sizes i/c dismantling cutting the damaged winding and providing rewinding along with insulation paper, varnish, connecting copper leads of suitable quality including dismantling and refixing from normal/abnorml height and refixing as required.( old burnt wire shall be retain by the contactor.) | item311 | [52 empty] | 1.01 | Supplying, Conveying and fixing spls. Including eart | item1 | 123.223 | Nos
81.1 | exhaust fan 12" | item312 | 5 | Nos. | 847.87 |  |  | Excess(+) | 1 | Full Conversion | INR | [40 empty] | #VALUE! | #VALUE! | #VALUE! | 1.02 | Construction of chamber for 100mm sluice plates | item2 | 213 | Nos
81.2 | exhaust fan 15" | item313 | 5 | Nos. | 945.2 |  |  | Excess(+) | 1 | Full Conversion | INR | [40 empty] | #VALUE! | #VALUE! | #VALUE! | 2 | Construction of chamber for 100mm sluices valve | item3 | 10 | Nos
81.3 | exhaust fan 18" | item314 | 5 | Nos. | 1123.19 |  |  | Excess(+) | 1 | Full Conversion | INR | [40 empty] | #VALUE! | #VALUE! | #VALUE! | 3 | Supplying, Conveying and fixing spls. Including ea | item4 | 10 | Nos
82 | Overhauling of ceiling fan of any size including bearings, checking, cleaning the all parts and supplying & replacement of rubber real, rubber rings, nut bolts, hanger clamps, bearing plates, cotter/ split pin, varnishing if reqd etc, reassembling testing and commissioning of fan as reqdired complete. | item315 | 21 | Nos. | 260.41 |  |  | Excess(+) | 1 | Full Conversion | INR | [40 empty] | #VALUE! | #VALUE! | #VALUE! | 1.01 | Supplying, Conveying and fixing spls. Including eart | item1 | 123.223 | Nos
83 | Overhauling of exhaust fan of any size including dismantling of all parts and cleaning the fan with kerosene oil / petrol removing ball bearing/ bush and refixing after greasing/ oiling including testing and commissioning as required complete. (spares will be supplied by the Dept.) | item316 | 8 | Nos. | 360.37 |  |  | Excess(+) | 1 | Full Conversion | INR | [40 empty] | #VALUE! | #VALUE! | #VALUE! | 1.02 | Construction of chamber for 100mm sluice plates | item2 | 213 | Nos
84 | Supplying and fixing 2.5 mfd capacitor suitable for ceiling fan. | item317 | 21 | Nos. | 67.51 |  |  | Excess(+) | 1 | Full Conversion | INR | [40 empty] | #VALUE! | #VALUE! | #VALUE! | 2 | Construction of chamber for 100mm sluices valve | item3 | 10 | Nos
85 | Supplying and fixing 4 mfd capacitor suitable for exhaust fan. | item318 | 6 | Nos. | 73.65 |  |  | Excess(+) | 1 | Full Conversion | INR | [40 empty] | #VALUE! | #VALUE! | #VALUE! | 1.02 | Construction of chamber for 100mm sluice plates | item2 | 213 | Nos
86 | Painting of ceiling fan any size with one or more coats with supper enamel paint of approved brand i/c cleaning and making smooth surface with emery paper and detergent etc. as required. | item319 | 5 | Nos. | 118.37 |  |  | Excess(+) | 1 | Full Conversion | INR | [40 empty] | #VALUE! | #VALUE! | #VALUE! | 2 | Construction of chamber for 100mm sluices valve | item3 | 10 | Nos
87 | Repairing of housing of bearing side /bush side /in fan body in ceiling fan /exhaust fan/ rally fan etc. | item320 | 5 | Nos. | 160.46 |  |  | Excess(+) | 1 | Full Conversion | INR | [40 empty] | #VALUE! | #VALUE! | #VALUE! | 3 | Supplying, Conveying and fixing spls. Including ea | item4 | 10 | Nos
88 | Dismantling & refixing of any size following fan from normal height. | item321 | [52 empty] | 1.01 | Supplying, Conveying and fixing spls. Including eart | item1 | 123.223 | Nos
88.1 | ceiling fan | item322 | 5 | Nos. | 160.46 |  |  | Excess(+) | 1 | Full Conversion | INR | [40 empty] | #VALUE! | #VALUE! | #VALUE! | 1.02 | Construction of chamber for 100mm sluice plates | item2 | 213 | Nos
88.2 | Exhaust fan | item323 | 8 | Nos. | 400.7 |  |  | Excess(+) | 1 | Full Conversion | INR | [40 empty] | #VALUE! | #VALUE! | #VALUE! | 2 | Construction of chamber for 100mm sluices valve | item3 | 10 | Nos
89 | Cartage of Ceiling fans and regulator / exhaust fan From store to site as reqd. | item324 | 8 | Nos. | 13.15 |  |  | Excess(+) | 1 | Full Conversion | INR | [40 empty] | #VALUE! | #VALUE! | #VALUE! | 3 | Supplying, Conveying and fixing spls. Including ea | item4 | 10 | Nos
90 | Cleaning of ceiling fan with detergent at site and replacement of damaged items i.e. rubber real, cotter pin, capacitor clamp, nut and bolts of hanger clamps etc as required. | item325 | 5 | Nos. | 82.42 |  |  | Excess(+) | 1 | Full Conversion | INR | [40 empty] | #VALUE! | #VALUE! | #VALUE! | 1.01 | Supplying, Conveying and fixing spls. Including eart | item1 | 123.223 | Nos
91 | Supply of following size ball bearings. | item326 | [52 empty] | 1.02 | Construction of chamber for 100mm sluice plates | item2 | 213 | Nos
91.1 | Ball bearing 6201 (NBC - make) | item327 | 4 | Nos. | 55.24 |  |  | Excess(+) | 1 | Full Conversion | INR | [40 empty] | #VALUE! | #VALUE! | #VALUE! | 2 | Construction of chamber for 100mm sluices valve | item3 | 10 | Nos
91.2 | Ball bearing 6202 (NBC - make) | item328 | 6 | Nos. | 57.87 |  |  | Excess(+) | 1 | Full Conversion | INR | [40 empty] | #VALUE! | #VALUE! | #VALUE! | 1.02 | Construction of chamber for 100mm sluice plates | item2 | 213 | Nos
91.3 | Ball bearing 6203 (NBC - make) | item329 | 5 | Nos. | 78.04 |  |  | Excess(+) | 1 | Full Conversion | INR | [40 empty] | #VALUE! | #VALUE! | #VALUE! | 2 | Construction of chamber for 100mm sluices valve | item3 | 10 | Nos
91.4 | Ball bearing 6204 (NBC - make) | item330 | 5 | Nos. | 121.88 |  |  | Excess(+) | 1 | Full Conversion | INR | [40 empty] | #VALUE! | #VALUE! | #VALUE! | 3 | Supplying, Conveying and fixing spls. Including ea | item4 | 10 | Nos
91.5 | Ball bearing 6205 (NBC - make) | item331 | 5 | Nos. | 175.36 |  |  | Excess(+) | 1 | Full Conversion | INR | [40 empty] | #VALUE! | #VALUE! | #VALUE! | 1.01 | Supplying, Conveying and fixing spls. Including eart | item1 | 123.223 | Nos
92 | Supplying and drawing following sizes of FR-LSH PVC insulated copper conductor, single core cable in the existing surface/ recessed steel/ PVC conduit as required. | item332 | [52 empty] | 1.02 | Construction of chamber for 100mm sluice plates | item2 | 213 | Nos
92.1 | 2 x 1.5 Sqmm. | item333 | 13 | Mtr. | 35.95 |  |  | Excess(+) | 1 | Full Conversion | INR | [40 empty] | #VALUE! | #VALUE! | #VALUE! | 2 | Construction of chamber for 100mm sluices valve | item3 | 10 | Nos
92.2 | 2 x 4 Sqmm. | item334 | 8 | Mtr. | 75.41 |  |  | Excess(+) | 1 | Full Conversion | INR | [40 empty] | #VALUE! | #VALUE! | #VALUE! | 3 | Supplying, Conveying and fixing spls. Including ea | item4 | 10 | Nos
92.3 | 2 x 6 Sqmm. | item335 | 5 | Mtr. | 106.97 |  |  | Excess(+) | 1 | Full Conversion | INR | [40 empty] | #VALUE! | #VALUE! | #VALUE! | 1.01 | Supplying, Conveying and fixing spls. Including eart | item1 | 123.223 | Nos
92.4 | 3 x 10 sq. mm | item336 | 6 | Mtr. | 271.81 |  |  | Excess(+) | 1 | Full Conversion | INR | [40 empty] | #VALUE! | #VALUE! | #VALUE! | 1.02 | Construction of chamber for 100mm sluice plates | item2 | 213 | Nos
92.5 | 3 x 16 sq. mm | item337 | 5 | Mtr. | 355.11 |  |  | Excess(+) | 1 | Full Conversion | INR | [40 empty] | #VALUE! | #VALUE! | #VALUE! | 2 | Construction of chamber for 100mm sluices valve | item3 | 10 | Nos
92.6 | 2 x 25 sq. mm | item338 | 5 | Mtr. | 400.7 |  |  | Excess(+) | 1 | Full Conversion | INR | [40 empty] | #VALUE! | #VALUE! | #VALUE! | 1.02 | Construction of chamber for 100mm sluice plates | item2 | 213 | Nos
92.7 | 1 x 70 sq. mm | item339 | 5 | Mtr. | 510.3 |  |  | Excess(+) | 1 | Full Conversion | INR | [40 empty] | #VALUE! | #VALUE! | #VALUE! | 2 | Construction of chamber for 100mm sluices valve | item3 | 10 | Nos
92.8 | 1 x 150 sq. mm | item340 | 5 | Mtr. | 1026.74 |  |  | Excess(+) | 1 | Full Conversion | INR | [40 empty] | #VALUE! | #VALUE! | #VALUE! | 3 | Supplying, Conveying and fixing spls. Including ea | item4 | 10 | Nos
93 | Fixing 20/25/32 mm conduit pipe on surface with clamp/ in recessed as required complete ( only conduit pipe supplied by department. free of cost). | item341 | 5 | Mtr. | 98.2 |  |  | Excess(+) | 1 | Full Conversion | INR | [40 empty] | #VALUE! | #VALUE! | #VALUE! | 1.01 | Supplying, Conveying and fixing spls. Including eart | item1 | 123.223 | Nos
94 | Dismentaling of steel conduit pipe of all sizes from surface/recess I/c cutting the wall and making good the same in case of recessed conduit. | item342 | 8 | Mtr. | 26.3 |  |  | Excess(+) | 1 | Full Conversion | INR | [40 empty] | #VALUE! | #VALUE! | #VALUE! | 1.02 | Construction of chamber for 100mm sluice plates | item2 | 213 | Nos
95 | Locating fault in the cable lines with fault Locating matchine etc and rectifying removing & restoring the same and making good the damages etc as required. | item343 | 5 | Nos. | 1515.12 |  |  | Excess(+) | 1 | Full Conversion | INR | [40 empty] | #VALUE! | #VALUE! | #VALUE! | 2 | Construction of chamber for 100mm sluices valve | item3 | 10 | Nos
96 | Locating fault in the cable lines with meggar etc and rectifying removing & restoring the same and making good the damages etc as required. | item344 | 5 | Nos. | 435.77 |  |  | Excess(+) | 1 | Full Conversion | INR | [40 empty] | #VALUE! | #VALUE! | #VALUE! | 3 | Supplying, Conveying and fixing spls. Including ea | item4 | 10 | Nos
97 | Excavation for foundation in soft soil including dressing of sides and ramming of bottoms, lift upto 1.5 m including getting out the excavated soil and disposal of surplus excavated soil as directed, within a lead of 50 meter. | item345 | 8 | Cum | 289.35 |  |  | Excess(+) | 1 | Full Conversion | INR | [40 empty] | #VALUE! | #VALUE! | #VALUE! | 1.01 | Supplying, Conveying and fixing spls. Including eart | item1 | 123.223 | Nos
98 | Excavation for cable trenches of depth upto 1.2 m in soft soil including getting out the excavated soil and disposal of surplus excavated soil as directed within a lead of 50 meter | item346 | 15 | Cum | 291.98 |  |  | Excess(+) | 1 | Full Conversion | INR | [40 empty] | #VALUE! | #VALUE! | #VALUE! | 1.02 | Construction of chamber for 100mm sluice plates | item2 | 213 | Nos
99 | Excavation of the cable trenches in hard rock not exceeding 1.5 meter in width, and lift upto 1.5 meter, including getting out the excavated soil and disposal of excavated soil as directed within a lead of 50 meter | item347 | [52 empty] | 2 | Construction of chamber for 100mm sluices valve | item3 | 10 | Nos
100 | Fabricating, supplying & fixing of box of required size made out of 2mm thick CRCA sheet duly powder coated & openable from top - bottom or front as required & fixing the same complete as required. | item348 | 5 | Kg. | 224.46 |  |  | Excess(+) | 1 | Full Conversion | INR | [40 empty] | #VALUE! | #VALUE! | #VALUE! | 1.02 | Construction of chamber for 100mm sluice plates | item2 | 213 | Nos
101 | Providing brick work (in width 225 mm or more) with F.P.S. bricks of class designation 7.5 in cement mortar 1:4 (1 cement : 4 coarse sand) at all levels | item349 | 5 | Cum | 5578.26 |  |  | Excess(+) | 1 | Full Conversion | INR | [40 empty] | #VALUE! | #VALUE! | #VALUE! | 2 | Construction of chamber for 100mm sluices valve | item3 | 10 | Nos
102 | Providing 15 mm thick cement plaster of mix 1:4 (1 cement : 4 fine sand) at all levels. | item350 | 5 | Sq.mtr. | 268.3 |  |  | Excess(+) | 1 | Full Conversion | INR | [40 empty] | #VALUE! | #VALUE! | #VALUE! | 3 | Supplying, Conveying and fixing spls. Including ea | item4 | 10 | Nos
103 | Providing and laying cement concrete in retaining walls, return walls, walls (any thickness) including attached pilasters, columns, piers, abutments, pillars, posts, struts, buttresses, string or lacing courses, parapets, coping, bed blocks, anchor blocks, plain window sills, fillets, sunken floor etc., up to floor five level, excluding the cost of centering, shuttering and finishing : | item351 | [52 empty] | 1.01 | Supplying, Conveying and fixing spls. Including eart | item1 | 123.223 | Nos
103.1 | 1:1½:3 (1 cement : 1½ coarse sand (zone-III) : 3 raded stone aggregate 20 mm nominal size). | item352 | 5 | Cum | 7870.63 |  |  | Excess(+) | 1 | Full Conversion | INR | [40 empty] | #VALUE! | #VALUE! | #VALUE! | 1.02 | Construction of chamber for 100mm sluice plates | item2 | 213 | Nos
104 | Supplying, Connecting and commissioning of following size aluminum busbar including bending to suitable shape, making hole for nut- bolts, providing and fixing busbar insulaotrs, sleeveing, nut- bolts in existing panel/ box for connections etc.as required complete. | item353 | [52 empty] | 2 | Construction of chamber for 100mm sluices valve | item3 | 10 | Nos
104.1 | 1 x 25mm x 6mm | item354 | 5 | Mtr. | 258.66 |  |  | Excess(+) | 1 | Full Conversion | INR | [40 empty] | #VALUE! | #VALUE! | #VALUE! | 3 | Supplying, Conveying and fixing spls. Including ea | item4 | 10 | Nos
104.2 | 1 x 50mm x 10mm | item355 | 5 | Mtr. | 748.79 |  |  | Excess(+) | 1 | Full Conversion | INR | [40 empty] | #VALUE! | #VALUE! | #VALUE! | 1.01 | Supplying, Conveying and fixing spls. Including eart | item1 | 123.223 | Nos
104.3 | 1 x 100mm x 6mm | item356 | 5 | Mtr. | 953.09 |  |  | Excess(+) | 1 | Full Conversion | INR | [40 empty] | #VALUE! | #VALUE! | #VALUE! | 1.02 | Construction of chamber for 100mm sluice plates | item2 | 213 | Nos
104.4 | 1 x 100mm x 8mm | item357 | 5 | Mtr. | 1177.55 |  |  | Excess(+) | 1 | Full Conversion | INR | [40 empty] | #VALUE! | #VALUE! | #VALUE! | 2 | Construction of chamber for 100mm sluices valve | item3 | 10 | Nos
104.5 | 1 x 100mm x 10mm | item358 | 5 | Mtr. | 1409.91 |  |  | Excess(+) | 1 | Full Conversion | INR | [40 empty] | #VALUE! | #VALUE! | #VALUE! | 2 | Construction of chamber for 100mm sluices valve | item3 | 10 | Nos
105 | Finishing with Epoxy paint (two or more coats) at all locations prepared and applied as per manufacturer's specifications including appropriate priming coat, preparation of surface, etc. complete. | item359 | 5 | Sq.Mtr. | 166.37 |  |  | Excess(+) | 1 | Full Conversion | INR | [40 empty] | #VALUE! | #VALUE! | #VALUE! | 3 | Supplying, Conveying and fixing spls. Including ea | item4 | 10 | Nos
106 | S & F metal enclosure suitable for TP, FP, MCCB enclosure box 60A to 250A on surface or recessed etc as req. | item360 | 5 | Nos. | 1900.04 |  |  | Excess(+) | 1 | Full Conversion | INR | [40 empty] | #VALUE! | #VALUE! | #VALUE! | 1.01 | Supplying, Conveying and fixing spls. Including eart | item1 | 123.223 | Nos
107 | S & F metal enclosure suitable for FP, MCCB enclosure box 250A to 400A on surface or recessed etc as req. | item361 | 6 | Nos. | 2751.42 |  |  | Excess(+) | 1 | Full Conversion | INR | [40 empty] | #VALUE! | #VALUE! | #VALUE! | 1.02 | Construction of chamber for 100mm sluice plates | item2 | 213 | Nos
108 | Dismantling & refixing of Main switch/ DB/TPN Switches / KWH meters / loose wire boxes , fuse box of any size on pole / wall with regbolts, nuts and washers etc. as reqd. | item362 | 5 | Nos. | 633.93 |  |  | Excess(+) | 1 | Full Conversion | INR | [40 empty] | #VALUE! | #VALUE! | #VALUE! | 2 | Construction of chamber for 100mm sluices valve | item3 | 10 | Nos
109 | Dismantling damaged Main switch board/ DB/TPN Switches/ loose wire boxes along with all accessories and depositing the same in the store as reqd. | item363 | 5 | Nos. | 311.27 |  |  | Excess(+) | 1 | Full Conversion | INR | [40 empty] | #VALUE! | #VALUE! | #VALUE! | 3 | Supplying, Conveying and fixing spls. Including ea | item4 | 10 | Nos
110 | S&F metal enclosure suitable for DP,FP MCB enclosure box on surface or recessed etc as req. | item364 | 5 | Nos. | 658.48 |  |  | Excess(+) | 1 | Full Conversion | INR | [40 empty] | #VALUE! | #VALUE! | #VALUE! | 1.01 | Supplying, Conveying and fixing spls. Including eart | item1 | 123.223 | Nos
111 | Providing and fixing M.V. danger notice plate of 200 mm X 150 mm, made of mild steel, at least 2 mm thick, and vitreous enameled white on both sides, and with inscription in single red colour on front side as required. | item365 | 5 | Nos. | 198.16 |  |  | Excess(+) | 1 | Full Conversion | INR | [40 empty] | #VALUE! | #VALUE! | #VALUE! | 1.02 | Construction of chamber for 100mm sluice plates | item2 | 213 | Nos
112 | Providing and fixing H.T. danger notice plate of 250 mm X 200 mm, made of mild steel, at least 2 mm thick, and vitreous enameled white on both sides, and with inscription in single red colour on front side as required. | item366 | 5 | Nos. | 213.94 |  |  | Excess(+) | 1 | Full Conversion | INR | [40 empty] | #VALUE! | #VALUE! | #VALUE! | 2 | Construction of chamber for 100mm sluices valve | item3 | 10 | Nos
113 | Supplying and fixing of following sizes of steel conduit along with accessories in surface/recess including painting in case of surface conduit, or cutting the wall and making good the same in case of recessed conduit as required | item367 | [52 empty] | 1.02 | Construction of chamber for 100mm sluice plates | item2 | 213 | Nos
113.1 | 20 mm | item368 | 5 | Mtr. | 128.01 |  |  | Excess(+) | 1 | Full Conversion | INR | [40 empty] | #VALUE! | #VALUE! | #VALUE! | 2 | Construction of chamber for 100mm sluices valve | item3 | 10 | Nos
113.2 | 25 mm | item369 | 5 | Mtr. | 144.67 |  |  | Excess(+) | 1 | Full Conversion | INR | [40 empty] | #VALUE! | #VALUE! | #VALUE! | 3 | Supplying, Conveying and fixing spls. Including ea | item4 | 10 | Nos
114 | Supplying and fixing of following size MS flexible pipe with PVC coating along with all ancillaries and accessories like coupler etc. as required. | item370 | [52 empty] | 1.01 | Supplying, Conveying and fixing spls. Including eart | item1 | 123.223 | Nos
114.1 | 25mm | item371 | 5 | Mtr. | 43.84 |  |  | Excess(+) | 1 | Full Conversion | INR | [40 empty] | #VALUE! | #VALUE! | #VALUE! | 1.02 | Construction of chamber for 100mm sluice plates | item2 | 213 | Nos
114.2 | 32mm | item372 | 5 | Mtr. | 56.99 |  |  | Excess(+) | 1 | Full Conversion | INR | [40 empty] | #VALUE! | #VALUE! | #VALUE! | 2 | Construction of chamber for 100mm sluices valve | item3 | 10 | Nos
115 | Supplying and making cable route marker with cement concrete 1:2:4 (1 cement : 2 coarse sand : 4 graded stone aggregate 20 mm nominal size ) of size 60 cm X 60 cm at the bottom and 50 cm X 50 cm at the top with a thickness of 10cm including inscription duly engraved as required. | item373 | 5 | Each | 464.71 |  |  | Excess(+) | 1 | Full Conversion | INR | [40 empty] | #VALUE! | #VALUE! | #VALUE! | 3 | Supplying, Conveying and fixing spls. Including ea | item4 | 10 | Nos
116 | Providing and fixing earth bus of 50 mm X 5 mm copper strip on surface for connections etc. as required. | item374 | 5 | Mtr. | 1616.83 |  |  | Excess(+) | 1 | Full Conversion | INR | [40 empty] | #VALUE! | #VALUE! | #VALUE! | 1.01 | Supplying, Conveying and fixing spls. Including eart | item1 | 123.223 | Nos
117 | Supplying,installation,testing and commissioning of Astronomical time switch of following configuration to be mounted in feeder pillars / Lighting DBs for automatic switching On & OFF of street lights at sun set & sun rise or twilight(Auto ON, Auto OFF, Auto modes) with manual override facility with 12/24 hour display format with suitable battery and indication for relay status i/c programming at site complete as required. | item375 | [52 empty] | 1.02 | Construction of chamber for 100mm sluice plates | item2 | 213 | Nos
117.1 | 1 output per phase and suitable for single phase supply | item376 | 5 | Each | 3206.49 |  |  | Excess(+) | 1 | Full Conversion | INR | [40 empty] | #VALUE! | #VALUE! | #VALUE! | 2 | Construction of chamber for 100mm sluices valve | item3 | 10 | Nos
118 | Shifting, Installation, testing, commissioning of existing LT/HT panel from existing location to other location as instruction by Engineer In-charge by using crane and labours etc. complete as required. | item377 | 5 | Each | 8397.19 |  |  | Excess(+) | 1 | Full Conversion | INR | [40 empty] | #VALUE! | #VALUE! | #VALUE! | 1.02 | Construction of chamber for 100mm sluice plates | item2 | 213 | Nos
119 | Dismentalling, Disconnecting,of damaged and burnt existing LT / Starter / contector/ MCCB's /capacitor / panel depositing same in departmental store as instruction by Engineer In-Incharge complete as required. | item378 | 5 | Each | 1162.65 |  |  | Excess(+) | 1 | Full Conversion | INR | [40 empty] | #VALUE! | #VALUE! | #VALUE! | 2 | Construction of chamber for 100mm sluices valve | item3 | 10 | Nos
120 | Supplying and fixing following way, single pole and neutral, sheet steel, MCB distribution board, 240 V, on surface/ recess, complete with tinned copper bus bar, neutral bus bar, earth bar, din bar, interconnections, powder painted including earthing etc. as required. (But without MCB/RCCB/Isolator) | item379 | [52 empty] | 3 | Supplying, Conveying and fixing spls. Including ea | item4 | 10 | Nos
120.1 | 8 way , Double door | item380 | 5 | Each | 1543.18 |  |  | Excess(+) | 1 | Full Conversion | INR | [40 empty] | #VALUE! | #VALUE! | #VALUE! | 1.01 | Supplying, Conveying and fixing spls. Including eart | item1 | 123.223 | Nos
120.2 | 12 way , Double door | item381 | 5 | Each | 1800.09 |  |  | Excess(+) | 1 | Full Conversion | INR | [40 empty] | #VALUE! | #VALUE! | #VALUE! | 1.02 | Construction of chamber for 100mm sluice plates | item2 | 213 | Nos
120.3 | 16 way, Double door | item382 | 5 | Each | 2150.81 |  |  | Excess(+) | 1 | Full Conversion | INR | [40 empty] | #VALUE! | #VALUE! | #VALUE! | 2 | Construction of chamber for 100mm sluices valve | item3 | 10 | Nos
121 | Supplying and making straight through cable jointing with heat shrinkable jointing kit complete with all accessories including ferrules suitable for following size of 3 core, XLPE aluminium conductor cable of 11 KV grade as required | item383 | [52 empty] | 3 | Supplying, Conveying and fixing spls. Including ea | item4 | 10 | Nos
121.1 | 70 sq. mm | item384 | 5 | Each | 14729.5 |  |  | Excess(+) | 1 | Full Conversion | INR | [40 empty] | #VALUE! | #VALUE! | #VALUE! | 1.01 | Supplying, Conveying and fixing spls. Including eart | item1 | 123.223 | Nos
121.2 | 120 sq. mm | item385 | 5 | Each | 15857.08 |  |  | Excess(+) | 1 | Full Conversion | INR | [40 empty] | #VALUE! | #VALUE! | #VALUE! | 1.02 | Construction of chamber for 100mm sluice plates | item2 | 213 | Nos
121.3 | 185 sq. mm | item386 | 5 | Each | 27974.37 |  |  | Excess(+) | 1 | Full Conversion | INR | [40 empty] | #VALUE! | #VALUE! | #VALUE! | 2 | Construction of chamber for 100mm sluices valve | item3 | 10 | Nos
122 | supplying and making indoor cable end termination with heat shrinkable jointing kit complete with all accessories including lugs suitable for following size of 3 core, XLPE aluminium conductor cable of 11 KV grade as required : | item387 | [52 empty] | 1.02 | Construction of chamber for 100mm sluice plates | item2 | 213 | Nos
122.1 | 70 sq. mm | item388 | 5 | Each | 7422.58 |  |  | Excess(+) | 1 | Full Conversion | INR | [40 empty] | #VALUE! | #VALUE! | #VALUE! | 2 | Construction of chamber for 100mm sluices valve | item3 | 10 | Nos
122.2 | 120 sq. mm | item389 | 5 | Each | 7844.8 |  |  | Excess(+) | 1 | Full Conversion | INR | [40 empty] | #VALUE! | #VALUE! | #VALUE! | 3 | Supplying, Conveying and fixing spls. Including ea | item4 | 10 | Nos
122.3 | 185 sq. mm | item390 | 5 | Each | 11754.49 |  |  | Excess(+) | 1 | Full Conversion | INR | [40 empty] | #VALUE! | #VALUE! | #VALUE! | 1.01 | Supplying, Conveying and fixing spls. Including eart | item1 | 123.223 | Nos
Total in Figures | [51 empty] | #VALUE! | #VALUE! | #VALUE! | 4 | Construction of chamber for 100mm sluice plates | item5 | 10 | Nos
Quoted Rate in Figures |  |  |  | Select | [47 empty] | 0 | 0 | #VALUE!
Quoted Rate in Words |  | #VALUE!
Note on K13: gepadmin: 1. If you choose "Full Conversion" then Column BA (AMOUNT) and Column BB (TAXES) BOTH values will be convert based on selected Currency in (Column L). 2. If you choose "Partial Conversion" then Column BA (AMOUNT) only will be converted based on selected currency (Column L) and Column BB (TAXES) value (INR) will be added to the converted values.
Note on K14: gepadmin: 1. If you choose "Full Conversion" then Column BA (AMOUNT) and Column BB (TAXES) BOTH values will be convert based on selected Currency in (Column L). 2. If you choose "Partial Conversion" then Column BA (AMOUNT) only will be converted based on selected currency (Column L) and Column BB (TAXES) value (INR) will be added to the converted values.
Note on K15: gepadmin: 1. If you choose "Full Conversion" then Column BA (AMOUNT) and Column BB (TAXES) BOTH values will be convert based on selected Currency in (Column L). 2. If you choose "Partial Conversion" then Column BA (AMOUNT) only will be converted based on selected currency (Column L) and Column BB (TAXES) value (INR) will be added to the converted values.
Note on K16: gepadmin: 1. If you choose "Full Conversion" then Column BA (AMOUNT) and Column BB (TAXES) BOTH values will be convert based on selected Currency in (Column L). 2. If you choose "Partial Conversion" then Column BA (AMOUNT) only will be converted based on selected currency (Column L) and Column BB (TAXES) value (INR) will be added to the converted values.
Note on K17: gepadmin: 1. If you choose "Full Conversion" then Column BA (AMOUNT) and Column BB (TAXES) BOTH values will be convert based on selected Currency in (Column L). 2. If you choose "Partial Conversion" then Column BA (AMOUNT) only will be converted based on selected currency (Column L) and Column BB (TAXES) value (INR) will be added to the converted values.
Note on K18: gepadmin: 1. If you choose "Full Conversion" then Column BA (AMOUNT) and Column BB (TAXES) BOTH values will be convert based on selected Currency in (Column L). 2. If you choose "Partial Conversion" then Column BA (AMOUNT) only will be converted based on selected currency (Column L) and Column BB (TAXES) value (INR) will be added to the converted values.
Note on K19: gepadmin: 1. If you choose "Full Conversion" then Column BA (AMOUNT) and Column BB (TAXES) BOTH values will be convert based on selected Currency in (Column L). 2. If you choose "Partial Conversion" then Column BA (AMOUNT) only will be converted based on selected currency (Column L) and Column BB (TAXES) value (INR) will be added to the converted values.
Note on K20: gepadmin: 1. If you choose "Full Conversion" then Column BA (AMOUNT) and Column BB (TAXES) BOTH values will be convert based on selected Currency in (Column L). 2. If you choose "Partial Conversion" then Column BA (AMOUNT) only will be converted based on selected currency (Column L) and Column BB (TAXES) value (INR) will be added to the converted values.
Note on K21: gepadmin: 1. If you choose "Full Conversion" then Column BA (AMOUNT) and Column BB (TAXES) BOTH values will be convert based on selected Currency in (Column L). 2. If you choose "Partial Conversion" then Column BA (AMOUNT) only will be converted based on selected currency (Column L) and Column BB (TAXES) value (INR) will be added to the converted values.
Note on K22: gepadmin: 1. If you choose "Full Conversion" then Column BA (AMOUNT) and Column BB (TAXES) BOTH values will be convert based on selected Currency in (Column L). 2. If you choose "Partial Conversion" then Column BA (AMOUNT) only will be converted based on selected currency (Column L) and Column BB (TAXES) value (INR) will be added to the converted values.
Note on K23: gepadmin: 1. If you choose "Full Conversion" then Column BA (AMOUNT) and Column BB (TAXES) BOTH values will be convert based on selected Currency in (Column L). 2. If you choose "Partial Conversion" then Column BA (AMOUNT) only will be converted based on selected currency (Column L) and Column BB (TAXES) value (INR) will be added to the converted values.
Note on K24: gepadmin: 1. If you choose "Full Conversion" then Column BA (AMOUNT) and Column BB (TAXES) BOTH values will be convert based on selected Currency in (Column L). 2. If you choose "Partial Conversion" then Column BA (AMOUNT) only will be converted based on selected currency (Column L) and Column BB (TAXES) value (INR) will be added to the converted values.
Note on K25: gepadmin: 1. If you choose "Full Conversion" then Column BA (AMOUNT) and Column BB (TAXES) BOTH values will be convert based on selected Currency in (Column L). 2. If you choose "Partial Conversion" then Column BA (AMOUNT) only will be converted based on selected currency (Column L) and Column BB (TAXES) value (INR) will be added to the converted values.
Note on K26: gepadmin: 1. If you choose "Full Conversion" then Column BA (AMOUNT) and Column BB (TAXES) BOTH values will be convert based on selected Currency in (Column L). 2. If you choose "Partial Conversion" then Column BA (AMOUNT) only will be converted based on selected currency (Column L) and Column BB (TAXES) value (INR) will be added to the converted values.
Note on K27: gepadmin: 1. If you choose "Full Conversion" then Column BA (AMOUNT) and Column BB (TAXES) BOTH values will be convert based on selected Currency in (Column L). 2. If you choose "Partial Conversion" then Column BA (AMOUNT) only will be converted based on selected currency (Column L) and Column BB (TAXES) value (INR) will be added to the converted values.
Note on K28: gepadmin: 1. If you choose "Full Conversion" then Column BA (AMOUNT) and Column BB (TAXES) BOTH values will be convert based on selected Currency in (Column L). 2. If you choose "Partial Conversion" then Column BA (AMOUNT) only will be converted based on selected currency (Column L) and Column BB (TAXES) value (INR) will be added to the converted values.
Note on K29: gepadmin: 1. If you choose "Full Conversion" then Column BA (AMOUNT) and Column BB (TAXES) BOTH values will be convert based on selected Currency in (Column L). 2. If you choose "Partial Conversion" then Column BA (AMOUNT) only will be converted based on selected currency (Column L) and Column BB (TAXES) value (INR) will be added to the converted values.
Note on K30: gepadmin: 1. If you choose "Full Conversion" then Column BA (AMOUNT) and Column BB (TAXES) BOTH values will be convert based on selected Currency in (Column L). 2. If you choose "Partial Conversion" then Column BA (AMOUNT) only will be converted based on selected currency (Column L) and Column BB (TAXES) value (INR) will be added to the converted values.
Note on K31: gepadmin: 1. If you choose "Full Conversion" then Column BA (AMOUNT) and Column BB (TAXES) BOTH values will be convert based on selected Currency in (Column L). 2. If you choose "Partial Conversion" then Column BA (AMOUNT) only will be converted based on selected currency (Column L) and Column BB (TAXES) value (INR) will be added to the converted values.
Note on K32: gepadmin: 1. If you choose "Full Conversion" then Column BA (AMOUNT) and Column BB (TAXES) BOTH values will be convert based on selected Currency in (Column L). 2. If you choose "Partial Conversion" then Column BA (AMOUNT) only will be converted based on selected currency (Column L) and Column BB (TAXES) value (INR) will be added to the converted values.
Note on K33: gepadmin: 1. If you choose "Full Conversion" then Column BA (AMOUNT) and Column BB (TAXES) BOTH values will be convert based on selected Currency in (Column L). 2. If you choose "Partial Conversion" then Column BA (AMOUNT) only will be converted based on selected currency (Column L) and Column BB (TAXES) value (INR) will be added to the converted values.
Note on K34: gepadmin: 1. If you choose "Full Conversion" then Column BA (AMOUNT) and Column BB (TAXES) BOTH values will be convert based on selected Currency in (Column L). 2. If you choose "Partial Conversion" then Column BA (AMOUNT) only will be converted based on selected currency (Column L) and Column BB (TAXES) value (INR) will be added to the converted values.
Note on K35: gepadmin: 1. If you choose "Full Conversion" then Column BA (AMOUNT) and Column BB (TAXES) BOTH values will be convert based on selected Currency in (Column L). 2. If you choose "Partial Conversion" then Column BA (AMOUNT) only will be converted based on selected currency (Column L) and Column BB (TAXES) value (INR) will be added to the converted values.
Note on K36: gepadmin: 1. If you choose "Full Conversion" then Column BA (AMOUNT) and Column BB (TAXES) BOTH values will be convert based on selected Currency in (Column L). 2. If you choose "Partial Conversion" then Column BA (AMOUNT) only will be converted based on selected currency (Column L) and Column BB (TAXES) value (INR) will be added to the converted values.
Note on K37: gepadmin: 1. If you choose "Full Conversion" then Column BA (AMOUNT) and Column BB (TAXES) BOTH values will be convert based on selected Currency in (Column L). 2. If you choose "Partial Conversion" then Column BA (AMOUNT) only will be converted based on selected currency (Column L) and Column BB (TAXES) value (INR) will be added to the converted values.
Note on K38: gepadmin: 1. If you choose "Full Conversion" then Column BA (AMOUNT) and Column BB (TAXES) BOTH values will be convert based on selected Currency in (Column L). 2. If you choose "Partial Conversion" then Column BA (AMOUNT) only will be converted based on selected currency (Column L) and Column BB (TAXES) value (INR) will be added to the converted values.
Note on K39: gepadmin: 1. If you choose "Full Conversion" then Column BA (AMOUNT) and Column BB (TAXES) BOTH values will be convert based on selected Currency in (Column L). 2. If you choose "Partial Conversion" then Column BA (AMOUNT) only will be converted based on selected currency (Column L) and Column BB (TAXES) value (INR) will be added to the converted values.
Note on K40: gepadmin: 1. If you choose "Full Conversion" then Column BA (AMOUNT) and Column BB (TAXES) BOTH values will be convert based on selected Currency in (Column L). 2. If you choose "Partial Conversion" then Column BA (AMOUNT) only will be converted based on selected currency (Column L) and Column BB (TAXES) value (INR) will be added to the converted values.
Note on K41: gepadmin: 1. If you choose "Full Conversion" then Column BA (AMOUNT) and Column BB (TAXES) BOTH values will be convert based on selected Currency in (Column L). 2. If you choose "Partial Conversion" then Column BA (AMOUNT) only will be converted based on selected currency (Column L) and Column BB (TAXES) value (INR) will be added to the converted values.
Note on K42: gepadmin: 1. If you choose "Full Conversion" then Column BA (AMOUNT) and Column BB (TAXES) BOTH values will be convert based on selected Currency in (Column L). 2. If you choose "Partial Conversion" then Column BA (AMOUNT) only will be converted based on selected currency (Column L) and Column BB (TAXES) value (INR) will be added to the converted values.
Note on K43: gepadmin: 1. If you choose "Full Conversion" then Column BA (AMOUNT) and Column BB (TAXES) BOTH values will be convert based on selected Currency in (Column L). 2. If you choose "Partial Conversion" then Column BA (AMOUNT) only will be converted based on selected currency (Column L) and Column BB (TAXES) value (INR) will be added to the converted values.
Note on K44: gepadmin: 1. If you choose "Full Conversion" then Column BA (AMOUNT) and Column BB (TAXES) BOTH values will be convert based on selected Currency in (Column L). 2. If you choose "Partial Conversion" then Column BA (AMOUNT) only will be converted based on selected currency (Column L) and Column BB (TAXES) value (INR) will be added to the converted values.
Note on K45: gepadmin: 1. If you choose "Full Conversion" then Column BA (AMOUNT) and Column BB (TAXES) BOTH values will be convert based on selected Currency in (Column L). 2. If you choose "Partial Conversion" then Column BA (AMOUNT) only will be converted based on selected currency (Column L) and Column BB (TAXES) value (INR) will be added to the converted values.
Note on K46: gepadmin: 1. If you choose "Full Conversion" then Column BA (AMOUNT) and Column BB (TAXES) BOTH values will be convert based on selected Currency in (Column L). 2. If you choose "Partial Conversion" then Column BA (AMOUNT) only will be converted based on selected currency (Column L) and Column BB (TAXES) value (INR) will be added to the converted values.
Note on K47: gepadmin: 1. If you choose "Full Conversion" then Column BA (AMOUNT) and Column BB (TAXES) BOTH values will be convert based on selected Currency in (Column L). 2. If you choose "Partial Conversion" then Column BA (AMOUNT) only will be converted based on selected currency (Column L) and Column BB (TAXES) value (INR) will be added to the converted values.
Note on K48: gepadmin: 1. If you choose "Full Conversion" then Column BA (AMOUNT) and Column BB (TAXES) BOTH values will be convert based on selected Currency in (Column L). 2. If you choose "Partial Conversion" then Column BA (AMOUNT) only will be converted based on selected currency (Column L) and Column BB (TAXES) value (INR) will be added to the converted values.
Note on K49: gepadmin: 1. If you choose "Full Conversion" then Column BA (AMOUNT) and Column BB (TAXES) BOTH values will be convert based on selected Currency in (Column L). 2. If you choose "Partial Conversion" then Column BA (AMOUNT) only will be converted based on selected currency (Column L) and Column BB (TAXES) value (INR) will be added to the converted values.
Note on K50: gepadmin: 1. If you choose "Full Conversion" then Column BA (AMOUNT) and Column BB (TAXES) BOTH values will be convert based on selected Currency in (Column L). 2. If you choose "Partial Conversion" then Column BA (AMOUNT) only will be converted based on selected currency (Column L) and Column BB (TAXES) value (INR) will be added to the converted values.
Note on K51: gepadmin: 1. If you choose "Full Conversion" then Column BA (AMOUNT) and Column BB (TAXES) BOTH values will be convert based on selected Currency in (Column L). 2. If you choose "Partial Conversion" then Column BA (AMOUNT) only will be converted based on selected currency (Column L) and Column BB (TAXES) value (INR) will be added to the converted values.
Note on K52: gepadmin: 1. If you choose "Full Conversion" then Column BA (AMOUNT) and Column BB (TAXES) BOTH values will be convert based on selected Currency in (Column L). 2. If you choose "Partial Conversion" then Column BA (AMOUNT) only will be converted based on selected currency (Column L) and Column BB (TAXES) value (INR) will be added to the converted values.
Note on K53: gepadmin: 1. If you choose "Full Conversion" then Column BA (AMOUNT) and Column BB (TAXES) BOTH values will be convert based on selected Currency in (Column L). 2. If you choose "Partial Conversion" then Column BA (AMOUNT) only will be converted based on selected currency (Column L) and Column BB (TAXES) value (INR) will be added to the converted values.
Note on K54: gepadmin: 1. If you choose "Full Conversion" then Column BA (AMOUNT) and Column BB (TAXES) BOTH values will be convert based on selected Currency in (Column L). 2. If you choose "Partial Conversion" then Column BA (AMOUNT) only will be converted based on selected currency (Column L) and Column BB (TAXES) value (INR) will be added to the converted values.
Note on K55: gepadmin: 1. If you choose "Full Conversion" then Column BA (AMOUNT) and Column BB (TAXES) BOTH values will be convert based on selected Currency in (Column L). 2. If you choose "Partial Conversion" then Column BA (AMOUNT) only will be converted based on selected currency (Column L) and Column BB (TAXES) value (INR) will be added to the converted values.
Note on K56: gepadmin: 1. If you choose "Full Conversion" then Column BA (AMOUNT) and Column BB (TAXES) BOTH values will be convert based on selected Currency in (Column L). 2. If you choose "Partial Conversion" then Column BA (AMOUNT) only will be converted based on selected currency (Column L) and Column BB (TAXES) value (INR) will be added to the converted values.
Note on K57: gepadmin: 1. If you choose "Full Conversion" then Column BA (AMOUNT) and Column BB (TAXES) BOTH values will be convert based on selected Currency in (Column L). 2. If you choose "Partial Conversion" then Column BA (AMOUNT) only will be converted based on selected currency (Column L) and Column BB (TAXES) value (INR) will be added to the converted values.
Note on K58: gepadmin: 1. If you choose "Full Conversion" then Column BA (AMOUNT) and Column BB (TAXES) BOTH values will be convert based on selected Currency in (Column L). 2. If you choose "Partial Conversion" then Column BA (AMOUNT) only will be converted based on selected currency (Column L) and Column BB (TAXES) value (INR) will be added to the converted values.
Note on K59: gepadmin: 1. If you choose "Full Conversion" then Column BA (AMOUNT) and Column BB (TAXES) BOTH values will be convert based on selected Currency in (Column L). 2. If you choose "Partial Conversion" then Column BA (AMOUNT) only will be converted based on selected currency (Column L) and Column BB (TAXES) value (INR) will be added to the converted values.
Note on K60: gepadmin: 1. If you choose "Full Conversion" then Column BA (AMOUNT) and Column BB (TAXES) BOTH values will be convert based on selected Currency in (Column L). 2. If you choose "Partial Conversion" then Column BA (AMOUNT) only will be converted based on selected currency (Column L) and Column BB (TAXES) value (INR) will be added to the converted values.
Note on K61: gepadmin: 1. If you choose "Full Conversion" then Column BA (AMOUNT) and Column BB (TAXES) BOTH values will be convert based on selected Currency in (Column L). 2. If you choose "Partial Conversion" then Column BA (AMOUNT) only will be converted based on selected currency (Column L) and Column BB (TAXES) value (INR) will be added to the converted values.
Note on K62: gepadmin: 1. If you choose "Full Conversion" then Column BA (AMOUNT) and Column BB (TAXES) BOTH values will be convert based on selected Currency in (Column L). 2. If you choose "Partial Conversion" then Column BA (AMOUNT) only will be converted based on selected currency (Column L) and Column BB (TAXES) value (INR) will be added to the converted values.
Note on K63: gepadmin: 1. If you choose "Full Conversion" then Column BA (AMOUNT) and Column BB (TAXES) BOTH values will be convert based on selected Currency in (Column L). 2. If you choose "Partial Conversion" then Column BA (AMOUNT) only will be converted based on selected currency (Column L) and Column BB (TAXES) value (INR) will be added to the converted values.
Note on K64: gepadmin: 1. If you choose "Full Conversion" then Column BA (AMOUNT) and Column BB (TAXES) BOTH values will be convert based on selected Currency in (Column L). 2. If you choose "Partial Conversion" then Column BA (AMOUNT) only will be converted based on selected currency (Column L) and Column BB (TAXES) value (INR) will be added to the converted values.
Note on K65: gepadmin: 1. If you choose "Full Conversion" then Column BA (AMOUNT) and Column BB (TAXES) BOTH values will be convert based on selected Currency in (Column L). 2. If you choose "Partial Conversion" then Column BA (AMOUNT) only will be converted based on selected currency (Column L) and Column BB (TAXES) value (INR) will be added to the converted values.
Note on K66: gepadmin: 1. If you choose "Full Conversion" then Column BA (AMOUNT) and Column BB (TAXES) BOTH values will be convert based on selected Currency in (Column L). 2. If you choose "Partial Conversion" then Column BA (AMOUNT) only will be converted based on selected currency (Column L) and Column BB (TAXES) value (INR) will be added to the converted values.
Note on K67: gepadmin: 1. If you choose "Full Conversion" then Column BA (AMOUNT) and Column BB (TAXES) BOTH values will be convert based on selected Currency in (Column L). 2. If you choose "Partial Conversion" then Column BA (AMOUNT) only will be converted based on selected currency (Column L) and Column BB (TAXES) value (INR) will be added to the converted values.
Note on K68: gepadmin: 1. If you choose "Full Conversion" then Column BA (AMOUNT) and Column BB (TAXES) BOTH values will be convert based on selected Currency in (Column L). 2. If you choose "Partial Conversion" then Column BA (AMOUNT) only will be converted based on selected currency (Column L) and Column BB (TAXES) value (INR) will be added to the converted values.
Note on K69: gepadmin: 1. If you choose "Full Conversion" then Column BA (AMOUNT) and Column BB (TAXES) BOTH values will be convert based on selected Currency in (Column L). 2. If you choose "Partial Conversion" then Column BA (AMOUNT) only will be converted based on selected currency (Column L) and Column BB (TAXES) value (INR) will be added to the converted values.
Note on K73: gepadmin: 1. If you choose "Full Conversion" then Column BA (AMOUNT) and Column BB (TAXES) BOTH values will be convert based on selected Currency in (Column L). 2. If you choose "Partial Conversion" then Column BA (AMOUNT) only will be converted based on selected currency (Column L) and Column BB (TAXES) value (INR) will be added to the converted values.
Note on K75: gepadmin: 1. If you choose "Full Conversion" then Column BA (AMOUNT) and Column BB (TAXES) BOTH values will be convert based on selected Currency in (Column L). 2. If you choose "Partial Conversion" then Column BA (AMOUNT) only will be converted based on selected currency (Column L) and Column BB (TAXES) value (INR) will be added to the converted values.
Note on K76: gepadmin: 1. If you choose "Full Conversion" then Column BA (AMOUNT) and Column BB (TAXES) BOTH values will be convert based on selected Currency in (Column L). 2. If you choose "Partial Conversion" then Column BA (AMOUNT) only will be converted based on selected currency (Column L) and Column BB (TAXES) value (INR) will be added to the converted values.
Note on K77: gepadmin: 1. If you choose "Full Conversion" then Column BA (AMOUNT) and Column BB (TAXES) BOTH values will be convert based on selected Currency in (Column L). 2. If you choose "Partial Conversion" then Column BA (AMOUNT) only will be converted based on selected currency (Column L) and Column BB (TAXES) value (INR) will be added to the converted values.
Note on K78: gepadmin: 1. If you choose "Full Conversion" then Column BA (AMOUNT) and Column BB (TAXES) BOTH values will be convert based on selected Currency in (Column L). 2. If you choose "Partial Conversion" then Column BA (AMOUNT) only will be converted based on selected currency (Column L) and Column BB (TAXES) value (INR) will be added to the converted values.
Note on K79: gepadmin: 1. If you choose "Full Conversion" then Column BA (AMOUNT) and Column BB (TAXES) BOTH values will be convert based on selected Currency in (Column L). 2. If you choose "Partial Conversion" then Column BA (AMOUNT) only will be converted based on selected currency (Column L) and Column BB (TAXES) value (INR) will be added to the converted values.
Note on K80: gepadmin: 1. If you choose "Full Conversion" then Column BA (AMOUNT) and Column BB (TAXES) BOTH values will be convert based on selected Currency in (Column L). 2. If you choose "Partial Conversion" then Column BA (AMOUNT) only will be converted based on selected currency (Column L) and Column BB (TAXES) value (INR) will be added to the converted values.
Note on K81: gepadmin: 1. If you choose "Full Conversion" then Column BA (AMOUNT) and Column BB (TAXES) BOTH values will be convert based on selected Currency in (Column L). 2. If you choose "Partial Conversion" then Column BA (AMOUNT) only will be converted based on selected currency (Column L) and Column BB (TAXES) value (INR) will be added to the converted values.
Note on K82: gepadmin: 1. If you choose "Full Conversion" then Column BA (AMOUNT) and Column BB (TAXES) BOTH values will be convert based on selected Currency in (Column L). 2. If you choose "Partial Conversion" then Column BA (AMOUNT) only will be converted based on selected currency (Column L) and Column BB (TAXES) value (INR) will be added to the converted values.
Note on K83: gepadmin: 1. If you choose "Full Conversion" then Column BA (AMOUNT) and Column BB (TAXES) BOTH values will be convert based on selected Currency in (Column L). 2. If you choose "Partial Conversion" then Column BA (AMOUNT) only will be converted based on selected currency (Column L) and Column BB (TAXES) value (INR) will be added to the converted values.
Note on K84: gepadmin: 1. If you choose "Full Conversion" then Column BA (AMOUNT) and Column BB (TAXES) BOTH values will be convert based on selected Currency in (Column L). 2. If you choose "Partial Conversion" then Column BA (AMOUNT) only will be converted based on selected currency (Column L) and Column BB (TAXES) value (INR) will be added to the converted values.
Note on K85: gepadmin: 1. If you choose "Full Conversion" then Column BA (AMOUNT) and Column BB (TAXES) BOTH values will be convert based on selected Currency in (Column L). 2. If you choose "Partial Conversion" then Column BA (AMOUNT) only will be converted based on selected currency (Column L) and Column BB (TAXES) value (INR) will be added to the converted values.
Note on K86: gepadmin: 1. If you choose "Full Conversion" then Column BA (AMOUNT) and Column BB (TAXES) BOTH values will be convert based on selected Currency in (Column L). 2. If you choose "Partial Conversion" then Column BA (AMOUNT) only will be converted based on selected currency (Column L) and Column BB (TAXES) value (INR) will be added to the converted values.
Note on K87: gepadmin: 1. If you choose "Full Conversion" then Column BA (AMOUNT) and Column BB (TAXES) BOTH values will be convert based on selected Currency in (Column L). 2. If you choose "Partial Conversion" then Column BA (AMOUNT) only will be converted based on selected currency (Column L) and Column BB (TAXES) value (INR) will be added to the converted values.
Note on K88: gepadmin: 1. If you choose "Full Conversion" then Column BA (AMOUNT) and Column BB (TAXES) BOTH values will be convert based on selected Currency in (Column L). 2. If you choose "Partial Conversion" then Column BA (AMOUNT) only will be converted based on selected currency (Column L) and Column BB (TAXES) value (INR) will be added to the converted values.
Note on K89: gepadmin: 1. If you choose "Full Conversion" then Column BA (AMOUNT) and Column BB (TAXES) BOTH values will be convert based on selected Currency in (Column L). 2. If you choose "Partial Conversion" then Column BA (AMOUNT) only will be converted based on selected currency (Column L) and Column BB (TAXES) value (INR) will be added to the converted values.
Note on K90: gepadmin: 1. If you choose "Full Conversion" then Column BA (AMOUNT) and Column BB (TAXES) BOTH values will be convert based on selected Currency in (Column L). 2. If you choose "Partial Conversion" then Column BA (AMOUNT) only will be converted based on selected currency (Column L) and Column BB (TAXES) value (INR) will be added to the converted values.
Note on K91: gepadmin: 1. If you choose "Full Conversion" then Column BA (AMOUNT) and Column BB (TAXES) BOTH values will be convert based on selected Currency in (Column L). 2. If you choose "Partial Conversion" then Column BA (AMOUNT) only will be converted based on selected currency (Column L) and Column BB (TAXES) value (INR) will be added to the converted values.
Note on K92: gepadmin: 1. If you choose "Full Conversion" then Column BA (AMOUNT) and Column BB (TAXES) BOTH values will be convert based on selected Currency in (Column L). 2. If you choose "Partial Conversion" then Column BA (AMOUNT) only will be converted based on selected currency (Column L) and Column BB (TAXES) value (INR) will be added to the converted values.
Note on K93: gepadmin: 1. If you choose "Full Conversion" then Column BA (AMOUNT) and Column BB (TAXES) BOTH values will be convert based on selected Currency in (Column L). 2. If you choose "Partial Conversion" then Column BA (AMOUNT) only will be converted based on selected currency (Column L) and Column BB (TAXES) value (INR) will be added to the converted values.
Note on K94: gepadmin: 1. If you choose "Full Conversion" then Column BA (AMOUNT) and Column BB (TAXES) BOTH values will be convert based on selected Currency in (Column L). 2. If you choose "Partial Conversion" then Column BA (AMOUNT) only will be converted based on selected currency (Column L) and Column BB (TAXES) value (INR) will be added to the converted values.
Note on K95: gepadmin: 1. If you choose "Full Conversion" then Column BA (AMOUNT) and Column BB (TAXES) BOTH values will be convert based on selected Currency in (Column L). 2. If you choose "Partial Conversion" then Column BA (AMOUNT) only will be converted based on selected currency (Column L) and Column BB (TAXES) value (INR) will be added to the converted values.
Note on K96: gepadmin: 1. If you choose "Full Conversion" then Column BA (AMOUNT) and Column BB (TAXES) BOTH values will be convert based on selected Currency in (Column L). 2. If you choose "Partial Conversion" then Column BA (AMOUNT) only will be converted based on selected currency (Column L) and Column BB (TAXES) value (INR) will be added to the converted values.
Note on K97: gepadmin: 1. If you choose "Full Conversion" then Column BA (AMOUNT) and Column BB (TAXES) BOTH values will be convert based on selected Currency in (Column L). 2. If you choose "Partial Conversion" then Column BA (AMOUNT) only will be converted based on selected currency (Column L) and Column BB (TAXES) value (INR) will be added to the converted values.
Note on K98: gepadmin: 1. If you choose "Full Conversion" then Column BA (AMOUNT) and Column BB (TAXES) BOTH values will be convert based on selected Currency in (Column L). 2. If you choose "Partial Conversion" then Column BA (AMOUNT) only will be converted based on selected currency (Column L) and Column BB (TAXES) value (INR) will be added to the converted values.
Note on K99: gepadmin: 1. If you choose "Full Conversion" then Column BA (AMOUNT) and Column BB (TAXES) BOTH values will be convert based on selected Currency in (Column L). 2. If you choose "Partial Conversion" then Column BA (AMOUNT) only will be converted based on selected currency (Column L) and Column BB (TAXES) value (INR) will be added to the converted values.
Note on K100: gepadmin: 1. If you choose "Full Conversion" then Column BA (AMOUNT) and Column BB (TAXES) BOTH values will be convert based on selected Currency in (Column L). 2. If you choose "Partial Conversion" then Column BA (AMOUNT) only will be converted based on selected currency (Column L) and Column BB (TAXES) value (INR) will be added to the converted values.
Note on K101: gepadmin: 1. If you choose "Full Conversion" then Column BA (AMOUNT) and Column BB (TAXES) BOTH values will be convert based on selected Currency in (Column L). 2. If you choose "Partial Conversion" then Column BA (AMOUNT) only will be converted based on selected currency (Column L) and Column BB (TAXES) value (INR) will be added to the converted values.
Note on K102: gepadmin: 1. If you choose "Full Conversion" then Column BA (AMOUNT) and Column BB (TAXES) BOTH values will be convert based on selected Currency in (Column L). 2. If you choose "Partial Conversion" then Column BA (AMOUNT) only will be converted based on selected currency (Column L) and Column BB (TAXES) value (INR) will be added to the converted values.
Note on K103: gepadmin: 1. If you choose "Full Conversion" then Column BA (AMOUNT) and Column BB (TAXES) BOTH values will be convert based on selected Currency in (Column L). 2. If you choose "Partial Conversion" then Column BA (AMOUNT) only will be converted based on selected currency (Column L) and Column BB (TAXES) value (INR) will be added to the converted values.
Note on K104: gepadmin: 1. If you choose "Full Conversion" then Column BA (AMOUNT) and Column BB (TAXES) BOTH values will be convert based on selected Currency in (Column L). 2. If you choose "Partial Conversion" then Column BA (AMOUNT) only will be converted based on selected currency (Column L) and Column BB (TAXES) value (INR) will be added to the converted values.
Note on K105: gepadmin: 1. If you choose "Full Conversion" then Column BA (AMOUNT) and Column BB (TAXES) BOTH values will be convert based on selected Currency in (Column L). 2. If you choose "Partial Conversion" then Column BA (AMOUNT) only will be converted based on selected currency (Column L) and Column BB (TAXES) value (INR) will be added to the converted values.
Note on K106: gepadmin: 1. If you choose "Full Conversion" then Column BA (AMOUNT) and Column BB (TAXES) BOTH values will be convert based on selected Currency in (Column L). 2. If you choose "Partial Conversion" then Column BA (AMOUNT) only will be converted based on selected currency (Column L) and Column BB (TAXES) value (INR) will be added to the converted values.
Note on K107: gepadmin: 1. If you choose "Full Conversion" then Column BA (AMOUNT) and Column BB (TAXES) BOTH values will be convert based on selected Currency in (Column L). 2. If you choose "Partial Conversion" then Column BA (AMOUNT) only will be converted based on selected currency (Column L) and Column BB (TAXES) value (INR) will be added to the converted values.
Note on K108: gepadmin: 1. If you choose "Full Conversion" then Column BA (AMOUNT) and Column BB (TAXES) BOTH values will be convert based on selected Currency in (Column L). 2. If you choose "Partial Conversion" then Column BA (AMOUNT) only will be converted based on selected currency (Column L) and Column BB (TAXES) value (INR) will be added to the converted values.
Note on K109: gepadmin: 1. If you choose "Full Conversion" then Column BA (AMOUNT) and Column BB (TAXES) BOTH values will be convert based on selected Currency in (Column L). 2. If you choose "Partial Conversion" then Column BA (AMOUNT) only will be converted based on selected currency (Column L) and Column BB (TAXES) value (INR) will be added to the converted values.
Note on K110: gepadmin: 1. If you choose "Full Conversion" then Column BA (AMOUNT) and Column BB (TAXES) BOTH values will be convert based on selected Currency in (Column L). 2. If you choose "Partial Conversion" then Column BA (AMOUNT) only will be converted based on selected currency (Column L) and Column BB (TAXES) value (INR) will be added to the converted values.
Note on K111: gepadmin: 1. If you choose "Full Conversion" then Column BA (AMOUNT) and Column BB (TAXES) BOTH values will be convert based on selected Currency in (Column L). 2. If you choose "Partial Conversion" then Column BA (AMOUNT) only will be converted based on selected currency (Column L) and Column BB (TAXES) value (INR) will be added to the converted values.
Note on K112: gepadmin: 1. If you choose "Full Conversion" then Column BA (AMOUNT) and Column BB (TAXES) BOTH values will be convert based on selected Currency in (Column L). 2. If you choose "Partial Conversion" then Column BA (AMOUNT) only will be converted based on selected currency (Column L) and Column BB (TAXES) value (INR) will be added to the converted values.
Note on K113: gepadmin: 1. If you choose "Full Conversion" then Column BA (AMOUNT) and Column BB (TAXES) BOTH values will be convert based on selected Currency in (Column L). 2. If you choose "Partial Conversion" then Column BA (AMOUNT) only will be converted based on selected currency (Column L) and Column BB (TAXES) value (INR) will be added to the converted values.
Note on K114: gepadmin: 1. If you choose "Full Conversion" then Column BA (AMOUNT) and Column BB (TAXES) BOTH values will be convert based on selected Currency in (Column L). 2. If you choose "Partial Conversion" then Column BA (AMOUNT) only will be converted based on selected currency (Column L) and Column BB (TAXES) value (INR) will be added to the converted values.
Note on K115: gepadmin: 1. If you choose "Full Conversion" then Column BA (AMOUNT) and Column BB (TAXES) BOTH values will be convert based on selected Currency in (Column L). 2. If you choose "Partial Conversion" then Column BA (AMOUNT) only will be converted based on selected currency (Column L) and Column BB (TAXES) value (INR) will be added to the converted values.
Note on K116: gepadmin: 1. If you choose "Full Conversion" then Column BA (AMOUNT) and Column BB (TAXES) BOTH values will be convert based on selected Currency in (Column L). 2. If you choose "Partial Conversion" then Column BA (AMOUNT) only will be converted based on selected currency (Column L) and Column BB (TAXES) value (INR) will be added to the converted values.
Note on K117: gepadmin: 1. If you choose "Full Conversion" then Column BA (AMOUNT) and Column BB (TAXES) BOTH values will be convert based on selected Currency in (Column L). 2. If you choose "Partial Conversion" then Column BA (AMOUNT) only will be converted based on selected currency (Column L) and Column BB (TAXES) value (INR) will be added to the converted values.
Note on K118: gepadmin: 1. If you choose "Full Conversion" then Column BA (AMOUNT) and Column BB (TAXES) BOTH values will be convert based on selected Currency in (Column L). 2. If you choose "Partial Conversion" then Column BA (AMOUNT) only will be converted based on selected currency (Column L) and Column BB (TAXES) value (INR) will be added to the converted values.
Note on K119: gepadmin: 1. If you choose "Full Conversion" then Column BA (AMOUNT) and Column BB (TAXES) BOTH values will be convert based on selected Currency in (Column L). 2. If you choose "Partial Conversion" then Column BA (AMOUNT) only will be converted based on selected currency (Column L) and Column BB (TAXES) value (INR) will be added to the converted values.
Note on K120: gepadmin: 1. If you choose "Full Conversion" then Column BA (AMOUNT) and Column BB (TAXES) BOTH values will be convert based on selected Currency in (Column L). 2. If you choose "Partial Conversion" then Column BA (AMOUNT) only will be converted based on selected currency (Column L) and Column BB (TAXES) value (INR) will be added to the converted values.
Note on K121: gepadmin: 1. If you choose "Full Conversion" then Column BA (AMOUNT) and Column BB (TAXES) BOTH values will be convert based on selected Currency in (Column L). 2. If you choose "Partial Conversion" then Column BA (AMOUNT) only will be converted based on selected currency (Column L) and Column BB (TAXES) value (INR) will be added to the converted values.
Note on K122: gepadmin: 1. If you choose "Full Conversion" then Column BA (AMOUNT) and Column BB (TAXES) BOTH values will be convert based on selected Currency in (Column L). 2. If you choose "Partial Conversion" then Column BA (AMOUNT) only will be converted based on selected currency (Column L) and Column BB (TAXES) value (INR) will be added to the converted values.
Note on K123: gepadmin: 1. If you choose "Full Conversion" then Column BA (AMOUNT) and Column BB (TAXES) BOTH values will be convert based on selected Currency in (Column L). 2. If you choose "Partial Conversion" then Column BA (AMOUNT) only will be converted based on selected currency (Column L) and Column BB (TAXES) value (INR) will be added to the converted values.
Note on K124: gepadmin: 1. If you choose "Full Conversion" then Column BA (AMOUNT) and Column BB (TAXES) BOTH values will be convert based on selected Currency in (Column L). 2. If you choose "Partial Conversion" then Column BA (AMOUNT) only will be converted based on selected currency (Column L) and Column BB (TAXES) value (INR) will be added to the converted values.
Note on K125: gepadmin: 1. If you choose "Full Conversion" then Column BA (AMOUNT) and Column BB (TAXES) BOTH values will be convert based on selected Currency in (Column L). 2. If you choose "Partial Conversion" then Column BA (AMOUNT) only will be converted based on selected currency (Column L) and Column BB (TAXES) value (INR) will be added to the converted values.
Note on K126: gepadmin: 1. If you choose "Full Conversion" then Column BA (AMOUNT) and Column BB (TAXES) BOTH values will be convert based on selected Currency in (Column L). 2. If you choose "Partial Conversion" then Column BA (AMOUNT) only will be converted based on selected currency (Column L) and Column BB (TAXES) value (INR) will be added to the converted values.
Note on K127: gepadmin: 1. If you choose "Full Conversion" then Column BA (AMOUNT) and Column BB (TAXES) BOTH values will be convert based on selected Currency in (Column L). 2. If you choose "Partial Conversion" then Column BA (AMOUNT) only will be converted based on selected currency (Column L) and Column BB (TAXES) value (INR) will be added to the converted values.
Note on K128: gepadmin: 1. If you choose "Full Conversion" then Column BA (AMOUNT) and Column BB (TAXES) BOTH values will be convert based on selected Currency in (Column L). 2. If you choose "Partial Conversion" then Column BA (AMOUNT) only will be converted based on selected currency (Column L) and Column BB (TAXES) value (INR) will be added to the converted values.
Note on K130: gepadmin: 1. If you choose "Full Conversion" then Column BA (AMOUNT) and Column BB (TAXES) BOTH values will be convert based on selected Currency in (Column L). 2. If you choose "Partial Conversion" then Column BA (AMOUNT) only will be converted based on selected currency (Column L) and Column BB (TAXES) value (INR) will be added to the converted values.
Note on K134: gepadmin: 1. If you choose "Full Conversion" then Column BA (AMOUNT) and Column BB (TAXES) BOTH values will be convert based on selected Currency in (Column L). 2. If you choose "Partial Conversion" then Column BA (AMOUNT) only will be converted based on selected currency (Column L) and Column BB (TAXES) value (INR) will be added to the converted values.
Note on K135: gepadmin: 1. If you choose "Full Conversion" then Column BA (AMOUNT) and Column BB (TAXES) BOTH values will be convert based on selected Currency in (Column L). 2. If you choose "Partial Conversion" then Column BA (AMOUNT) only will be converted based on selected currency (Column L) and Column BB (TAXES) value (INR) will be added to the converted values.
Note on K136: gepadmin: 1. If you choose "Full Conversion" then Column BA (AMOUNT) and Column BB (TAXES) BOTH values will be convert based on selected Currency in (Column L). 2. If you choose "Partial Conversion" then Column BA (AMOUNT) only will be converted based on selected currency (Column L) and Column BB (TAXES) value (INR) will be added to the converted values.
Note on K137: gepadmin: 1. If you choose "Full Conversion" then Column BA (AMOUNT) and Column BB (TAXES) BOTH values will be convert based on selected Currency in (Column L). 2. If you choose "Partial Conversion" then Column BA (AMOUNT) only will be converted based on selected currency (Column L) and Column BB (TAXES) value (INR) will be added to the converted values.
Note on K138: gepadmin: 1. If you choose "Full Conversion" then Column BA (AMOUNT) and Column BB (TAXES) BOTH values will be convert based on selected Currency in (Column L). 2. If you choose "Partial Conversion" then Column BA (AMOUNT) only will be converted based on selected currency (Column L) and Column BB (TAXES) value (INR) will be added to the converted values.
Note on K139: gepadmin: 1. If you choose "Full Conversion" then Column BA (AMOUNT) and Column BB (TAXES) BOTH values will be convert based on selected Currency in (Column L). 2. If you choose "Partial Conversion" then Column BA (AMOUNT) only will be converted based on selected currency (Column L) and Column BB (TAXES) value (INR) will be added to the converted values.
Note on K140: gepadmin: 1. If you choose "Full Conversion" then Column BA (AMOUNT) and Column BB (TAXES) BOTH values will be convert based on selected Currency in (Column L). 2. If you choose "Partial Conversion" then Column BA (AMOUNT) only will be converted based on selected currency (Column L) and Column BB (TAXES) value (INR) will be added to the converted values.
Note on K141: gepadmin: 1. If you choose "Full Conversion" then Column BA (AMOUNT) and Column BB (TAXES) BOTH values will be convert based on selected Currency in (Column L). 2. If you choose "Partial Conversion" then Column BA (AMOUNT) only will be converted based on selected currency (Column L) and Column BB (TAXES) value (INR) will be added to the converted values.
Note on K142: gepadmin: 1. If you choose "Full Conversion" then Column BA (AMOUNT) and Column BB (TAXES) BOTH values will be convert based on selected Currency in (Column L). 2. If you choose "Partial Conversion" then Column BA (AMOUNT) only will be converted based on selected currency (Column L) and Column BB (TAXES) value (INR) will be added to the converted values.
Note on K143: gepadmin: 1. If you choose "Full Conversion" then Column BA (AMOUNT) and Column BB (TAXES) BOTH values will be convert based on selected Currency in (Column L). 2. If you choose "Partial Conversion" then Column BA (AMOUNT) only will be converted based on selected currency (Column L) and Column BB (TAXES) value (INR) will be added to the converted values.
Note on K144: gepadmin: 1. If you choose "Full Conversion" then Column BA (AMOUNT) and Column BB (TAXES) BOTH values will be convert based on selected Currency in (Column L). 2. If you choose "Partial Conversion" then Column BA (AMOUNT) only will be converted based on selected currency (Column L) and Column BB (TAXES) value (INR) will be added to the converted values.
Note on K145: gepadmin: 1. If you choose "Full Conversion" then Column BA (AMOUNT) and Column BB (TAXES) BOTH values will be convert based on selected Currency in (Column L). 2. If you choose "Partial Conversion" then Column BA (AMOUNT) only will be converted based on selected currency (Column L) and Column BB (TAXES) value (INR) will be added to the converted values.
Note on K146: gepadmin: 1. If you choose "Full Conversion" then Column BA (AMOUNT) and Column BB (TAXES) BOTH values will be convert based on selected Currency in (Column L). 2. If you choose "Partial Conversion" then Column BA (AMOUNT) only will be converted based on selected currency (Column L) and Column BB (TAXES) value (INR) will be added to the converted values.
Note on K147: gepadmin: 1. If you choose "Full Conversion" then Column BA (AMOUNT) and Column BB (TAXES) BOTH values will be convert based on selected Currency in (Column L). 2. If you choose "Partial Conversion" then Column BA (AMOUNT) only will be converted based on selected currency (Column L) and Column BB (TAXES) value (INR) will be added to the converted values.
Note on K148: gepadmin: 1. If you choose "Full Conversion" then Column BA (AMOUNT) and Column BB (TAXES) BOTH values will be convert based on selected Currency in (Column L). 2. If you choose "Partial Conversion" then Column BA (AMOUNT) only will be converted based on selected currency (Column L) and Column BB (TAXES) value (INR) will be added to the converted values.
Note on K149: gepadmin: 1. If you choose "Full Conversion" then Column BA (AMOUNT) and Column BB (TAXES) BOTH values will be convert based on selected Currency in (Column L). 2. If you choose "Partial Conversion" then Column BA (AMOUNT) only will be converted based on selected currency (Column L) and Column BB (TAXES) value (INR) will be added to the converted values.
Note on K150: gepadmin: 1. If you choose "Full Conversion" then Column BA (AMOUNT) and Column BB (TAXES) BOTH values will be convert based on selected Currency in (Column L). 2. If you choose "Partial Conversion" then Column BA (AMOUNT) only will be converted based on selected currency (Column L) and Column BB (TAXES) value (INR) will be added to the converted values.
Note on K151: gepadmin: 1. If you choose "Full Conversion" then Column BA (AMOUNT) and Column BB (TAXES) BOTH values will be convert based on selected Currency in (Column L). 2. If you choose "Partial Conversion" then Column BA (AMOUNT) only will be converted based on selected currency (Column L) and Column BB (TAXES) value (INR) will be added to the converted values.
Note on K152: gepadmin: 1. If you choose "Full Conversion" then Column BA (AMOUNT) and Column BB (TAXES) BOTH values will be convert based on selected Currency in (Column L). 2. If you choose "Partial Conversion" then Column BA (AMOUNT) only will be converted based on selected currency (Column L) and Column BB (TAXES) value (INR) will be added to the converted values.
Note on K153: gepadmin: 1. If you choose "Full Conversion" then Column BA (AMOUNT) and Column BB (TAXES) BOTH values will be convert based on selected Currency in (Column L). 2. If you choose "Partial Conversion" then Column BA (AMOUNT) only will be converted based on selected currency (Column L) and Column BB (TAXES) value (INR) will be added to the converted values.
Note on K154: gepadmin: 1. If you choose "Full Conversion" then Column BA (AMOUNT) and Column BB (TAXES) BOTH values will be convert based on selected Currency in (Column L). 2. If you choose "Partial Conversion" then Column BA (AMOUNT) only will be converted based on selected currency (Column L) and Column BB (TAXES) value (INR) will be added to the converted values.
Note on K155: gepadmin: 1. If you choose "Full Conversion" then Column BA (AMOUNT) and Column BB (TAXES) BOTH values will be convert based on selected Currency in (Column L). 2. If you choose "Partial Conversion" then Column BA (AMOUNT) only will be converted based on selected currency (Column L) and Column BB (TAXES) value (INR) will be added to the converted values.
Note on K156: gepadmin: 1. If you choose "Full Conversion" then Column BA (AMOUNT) and Column BB (TAXES) BOTH values will be convert based on selected Currency in (Column L). 2. If you choose "Partial Conversion" then Column BA (AMOUNT) only will be converted based on selected currency (Column L) and Column BB (TAXES) value (INR) will be added to the converted values.
Note on K157: gepadmin: 1. If you choose "Full Conversion" then Column BA (AMOUNT) and Column BB (TAXES) BOTH values will be convert based on selected Currency in (Column L). 2. If you choose "Partial Conversion" then Column BA (AMOUNT) only will be converted based on selected currency (Column L) and Column BB (TAXES) value (INR) will be added to the converted values.
Note on K158: gepadmin: 1. If you choose "Full Conversion" then Column BA (AMOUNT) and Column BB (TAXES) BOTH values will be convert based on selected Currency in (Column L). 2. If you choose "Partial Conversion" then Column BA (AMOUNT) only will be converted based on selected currency (Column L) and Column BB (TAXES) value (INR) will be added to the converted values.
Note on K159: gepadmin: 1. If you choose "Full Conversion" then Column BA (AMOUNT) and Column BB (TAXES) BOTH values will be convert based on selected Currency in (Column L). 2. If you choose "Partial Conversion" then Column BA (AMOUNT) only will be converted based on selected currency (Column L) and Column BB (TAXES) value (INR) will be added to the converted values.
Note on K160: gepadmin: 1. If you choose "Full Conversion" then Column BA (AMOUNT) and Column BB (TAXES) BOTH values will be convert based on selected Currency in (Column L). 2. If you choose "Partial Conversion" then Column BA (AMOUNT) only will be converted based on selected currency (Column L) and Column BB (TAXES) value (INR) will be added to the converted values.
Note on K161: gepadmin: 1. If you choose "Full Conversion" then Column BA (AMOUNT) and Column BB (TAXES) BOTH values will be convert based on selected Currency in (Column L). 2. If you choose "Partial Conversion" then Column BA (AMOUNT) only will be converted based on selected currency (Column L) and Column BB (TAXES) value (INR) will be added to the converted values.
Note on K162: gepadmin: 1. If you choose "Full Conversion" then Column BA (AMOUNT) and Column BB (TAXES) BOTH values will be convert based on selected Currency in (Column L). 2. If you choose "Partial Conversion" then Column BA (AMOUNT) only will be converted based on selected currency (Column L) and Column BB (TAXES) value (INR) will be added to the converted values.
Note on K163: gepadmin: 1. If you choose "Full Conversion" then Column BA (AMOUNT) and Column BB (TAXES) BOTH values will be convert based on selected Currency in (Column L). 2. If you choose "Partial Conversion" then Column BA (AMOUNT) only will be converted based on selected currency (Column L) and Column BB (TAXES) value (INR) will be added to the converted values.
Note on K164: gepadmin: 1. If you choose "Full Conversion" then Column BA (AMOUNT) and Column BB (TAXES) BOTH values will be convert based on selected Currency in (Column L). 2. If you choose "Partial Conversion" then Column BA (AMOUNT) only will be converted based on selected currency (Column L) and Column BB (TAXES) value (INR) will be added to the converted values.
Note on K165: gepadmin: 1. If you choose "Full Conversion" then Column BA (AMOUNT) and Column BB (TAXES) BOTH values will be convert based on selected Currency in (Column L). 2. If you choose "Partial Conversion" then Column BA (AMOUNT) only will be converted based on selected currency (Column L) and Column BB (TAXES) value (INR) will be added to the converted values.
Note on K166: gepadmin: 1. If you choose "Full Conversion" then Column BA (AMOUNT) and Column BB (TAXES) BOTH values will be convert based on selected Currency in (Column L). 2. If you choose "Partial Conversion" then Column BA (AMOUNT) only will be converted based on selected currency (Column L) and Column BB (TAXES) value (INR) will be added to the converted values.
Note on K167: gepadmin: 1. If you choose "Full Conversion" then Column BA (AMOUNT) and Column BB (TAXES) BOTH values will be convert based on selected Currency in (Column L). 2. If you choose "Partial Conversion" then Column BA (AMOUNT) only will be converted based on selected currency (Column L) and Column BB (TAXES) value (INR) will be added to the converted values.
Note on K168: gepadmin: 1. If you choose "Full Conversion" then Column BA (AMOUNT) and Column BB (TAXES) BOTH values will be convert based on selected Currency in (Column L). 2. If you choose "Partial Conversion" then Column BA (AMOUNT) only will be converted based on selected currency (Column L) and Column BB (TAXES) value (INR) will be added to the converted values.
Note on K169: gepadmin: 1. If you choose "Full Conversion" then Column BA (AMOUNT) and Column BB (TAXES) BOTH values will be convert based on selected Currency in (Column L). 2. If you choose "Partial Conversion" then Column BA (AMOUNT) only will be converted based on selected currency (Column L) and Column BB (TAXES) value (INR) will be added to the converted values.
Note on K170: gepadmin: 1. If you choose "Full Conversion" then Column BA (AMOUNT) and Column BB (TAXES) BOTH values will be convert based on selected Currency in (Column L). 2. If you choose "Partial Conversion" then Column BA (AMOUNT) only will be converted based on selected currency (Column L) and Column BB (TAXES) value (INR) will be added to the converted values.
Note on K171: gepadmin: 1. If you choose "Full Conversion" then Column BA (AMOUNT) and Column BB (TAXES) BOTH values will be convert based on selected Currency in (Column L). 2. If you choose "Partial Conversion" then Column BA (AMOUNT) only will be converted based on selected currency (Column L) and Column BB (TAXES) value (INR) will be added to the converted values.
Note on K172: gepadmin: 1. If you choose "Full Conversion" then Column BA (AMOUNT) and Column BB (TAXES) BOTH values will be convert based on selected Currency in (Column L). 2. If you choose "Partial Conversion" then Column BA (AMOUNT) only will be converted based on selected currency (Column L) and Column BB (TAXES) value (INR) will be added to the converted values.
Note on K173: gepadmin: 1. If you choose "Full Conversion" then Column BA (AMOUNT) and Column BB (TAXES) BOTH values will be convert based on selected Currency in (Column L). 2. If you choose "Partial Conversion" then Column BA (AMOUNT) only will be converted based on selected currency (Column L) and Column BB (TAXES) value (INR) will be added to the converted values.
Note on K174: gepadmin: 1. If you choose "Full Conversion" then Column BA (AMOUNT) and Column BB (TAXES) BOTH values will be convert based on selected Currency in (Column L). 2. If you choose "Partial Conversion" then Column BA (AMOUNT) only will be converted based on selected currency (Column L) and Column BB (TAXES) value (INR) will be added to the converted values.
Note on K175: gepadmin: 1. If you choose "Full Conversion" then Column BA (AMOUNT) and Column BB (TAXES) BOTH values will be convert based on selected Currency in (Column L). 2. If you choose "Partial Conversion" then Column BA (AMOUNT) only will be converted based on selected currency (Column L) and Column BB (TAXES) value (INR) will be added to the converted values.
Note on K176: gepadmin: 1. If you choose "Full Conversion" then Column BA (AMOUNT) and Column BB (TAXES) BOTH values will be convert based on selected Currency in (Column L). 2. If you choose "Partial Conversion" then Column BA (AMOUNT) only will be converted based on selected currency (Column L) and Column BB (TAXES) value (INR) will be added to the converted values.
Note on K177: gepadmin: 1. If you choose "Full Conversion" then Column BA (AMOUNT) and Column BB (TAXES) BOTH values will be convert based on selected Currency in (Column L). 2. If you choose "Partial Conversion" then Column BA (AMOUNT) only will be converted based on selected currency (Column L) and Column BB (TAXES) value (INR) will be added to the converted values.
Note on K178: gepadmin: 1. If you choose "Full Conversion" then Column BA (AMOUNT) and Column BB (TAXES) BOTH values will be convert based on selected Currency in (Column L). 2. If you choose "Partial Conversion" then Column BA (AMOUNT) only will be converted based on selected currency (Column L) and Column BB (TAXES) value (INR) will be added to the converted values.
Note on K179: gepadmin: 1. If you choose "Full Conversion" then Column BA (AMOUNT) and Column BB (TAXES) BOTH values will be convert based on selected Currency in (Column L). 2. If you choose "Partial Conversion" then Column BA (AMOUNT) only will be converted based on selected currency (Column L) and Column BB (TAXES) value (INR) will be added to the converted values.
Note on K180: gepadmin: 1. If you choose "Full Conversion" then Column BA (AMOUNT) and Column BB (TAXES) BOTH values will be convert based on selected Currency in (Column L). 2. If you choose "Partial Conversion" then Column BA (AMOUNT) only will be converted based on selected currency (Column L) and Column BB (TAXES) value (INR) will be added to the converted values.
Note on K181: gepadmin: 1. If you choose "Full Conversion" then Column BA (AMOUNT) and Column BB (TAXES) BOTH values will be convert based on selected Currency in (Column L). 2. If you choose "Partial Conversion" then Column BA (AMOUNT) only will be converted based on selected currency (Column L) and Column BB (TAXES) value (INR) will be added to the converted values.
Note on K182: gepadmin: 1. If you choose "Full Conversion" then Column BA (AMOUNT) and Column BB (TAXES) BOTH values will be convert based on selected Currency in (Column L). 2. If you choose "Partial Conversion" then Column BA (AMOUNT) only will be converted based on selected currency (Column L) and Column BB (TAXES) value (INR) will be added to the converted values.
Note on K183: gepadmin: 1. If you choose "Full Conversion" then Column BA (AMOUNT) and Column BB (TAXES) BOTH values will be convert based on selected Currency in (Column L). 2. If you choose "Partial Conversion" then Column BA (AMOUNT) only will be converted based on selected currency (Column L) and Column BB (TAXES) value (INR) will be added to the converted values.
Note on K184: gepadmin: 1. If you choose "Full Conversion" then Column BA (AMOUNT) and Column BB (TAXES) BOTH values will be convert based on selected Currency in (Column L). 2. If you choose "Partial Conversion" then Column BA (AMOUNT) only will be converted based on selected currency (Column L) and Column BB (TAXES) value (INR) will be added to the converted values.
Note on K185: gepadmin: 1. If you choose "Full Conversion" then Column BA (AMOUNT) and Column BB (TAXES) BOTH values will be convert based on selected Currency in (Column L). 2. If you choose "Partial Conversion" then Column BA (AMOUNT) only will be converted based on selected currency (Column L) and Column BB (TAXES) value (INR) will be added to the converted values.
Note on K186: gepadmin: 1. If you choose "Full Conversion" then Column BA (AMOUNT) and Column BB (TAXES) BOTH values will be convert based on selected Currency in (Column L). 2. If you choose "Partial Conversion" then Column BA (AMOUNT) only will be converted based on selected currency (Column L) and Column BB (TAXES) value (INR) will be added to the converted values.
Note on K187: gepadmin: 1. If you choose "Full Conversion" then Column BA (AMOUNT) and Column BB (TAXES) BOTH values will be convert based on selected Currency in (Column L). 2. If you choose "Partial Conversion" then Column BA (AMOUNT) only will be converted based on selected currency (Column L) and Column BB (TAXES) value (INR) will be added to the converted values.
Note on K191: gepadmin: 1. If you choose "Full Conversion" then Column BA (AMOUNT) and Column BB (TAXES) BOTH values will be convert based on selected Currency in (Column L). 2. If you choose "Partial Conversion" then Column BA (AMOUNT) only will be converted based on selected currency (Column L) and Column BB (TAXES) value (INR) will be added to the converted values.
Note on K193: gepadmin: 1. If you choose "Full Conversion" then Column BA (AMOUNT) and Column BB (TAXES) BOTH values will be convert based on selected Currency in (Column L). 2. If you choose "Partial Conversion" then Column BA (AMOUNT) only will be converted based on selected currency (Column L) and Column BB (TAXES) value (INR) will be added to the converted values.
Note on K194: gepadmin: 1. If you choose "Full Conversion" then Column BA (AMOUNT) and Column BB (TAXES) BOTH values will be convert based on selected Currency in (Column L). 2. If you choose "Partial Conversion" then Column BA (AMOUNT) only will be converted based on selected currency (Column L) and Column BB (TAXES) value (INR) will be added to the converted values.
Note on K195: gepadmin: 1. If you choose "Full Conversion" then Column BA (AMOUNT) and Column BB (TAXES) BOTH values will be convert based on selected Currency in (Column L). 2. If you choose "Partial Conversion" then Column BA (AMOUNT) only will be converted based on selected currency (Column L) and Column BB (TAXES) value (INR) will be added to the converted values.
Note on K196: gepadmin: 1. If you choose "Full Conversion" then Column BA (AMOUNT) and Column BB (TAXES) BOTH values will be convert based on selected Currency in (Column L). 2. If you choose "Partial Conversion" then Column BA (AMOUNT) only will be converted based on selected currency (Column L) and Column BB (TAXES) value (INR) will be added to the converted values.
Note on K197: gepadmin: 1. If you choose "Full Conversion" then Column BA (AMOUNT) and Column BB (TAXES) BOTH values will be convert based on selected Currency in (Column L). 2. If you choose "Partial Conversion" then Column BA (AMOUNT) only will be converted based on selected currency (Column L) and Column BB (TAXES) value (INR) will be added to the converted values.
Note on K198: gepadmin: 1. If you choose "Full Conversion" then Column BA (AMOUNT) and Column BB (TAXES) BOTH values will be convert based on selected Currency in (Column L). 2. If you choose "Partial Conversion" then Column BA (AMOUNT) only will be converted based on selected currency (Column L) and Column BB (TAXES) value (INR) will be added to the converted values.
Note on K199: gepadmin: 1. If you choose "Full Conversion" then Column BA (AMOUNT) and Column BB (TAXES) BOTH values will be convert based on selected Currency in (Column L). 2. If you choose "Partial Conversion" then Column BA (AMOUNT) only will be converted based on selected currency (Column L) and Column BB (TAXES) value (INR) will be added to the converted values.
Note on K200: gepadmin: 1. If you choose "Full Conversion" then Column BA (AMOUNT) and Column BB (TAXES) BOTH values will be convert based on selected Currency in (Column L). 2. If you choose "Partial Conversion" then Column BA (AMOUNT) only will be converted based on selected currency (Column L) and Column BB (TAXES) value (INR) will be added to the converted values.
Note on K201: gepadmin: 1. If you choose "Full Conversion" then Column BA (AMOUNT) and Column BB (TAXES) BOTH values will be convert based on selected Currency in (Column L). 2. If you choose "Partial Conversion" then Column BA (AMOUNT) only will be converted based on selected currency (Column L) and Column BB (TAXES) value (INR) will be added to the converted values.
Note on K202: gepadmin: 1. If you choose "Full Conversion" then Column BA (AMOUNT) and Column BB (TAXES) BOTH values will be convert based on selected Currency in (Column L). 2. If you choose "Partial Conversion" then Column BA (AMOUNT) only will be converted based on selected currency (Column L) and Column BB (TAXES) value (INR) will be added to the converted values.
Note on K203: gepadmin: 1. If you choose "Full Conversion" then Column BA (AMOUNT) and Column BB (TAXES) BOTH values will be convert based on selected Currency in (Column L). 2. If you choose "Partial Conversion" then Column BA (AMOUNT) only will be converted based on selected currency (Column L) and Column BB (TAXES) value (INR) will be added to the converted values.
Note on K204: gepadmin: 1. If you choose "Full Conversion" then Column BA (AMOUNT) and Column BB (TAXES) BOTH values will be convert based on selected Currency in (Column L). 2. If you choose "Partial Conversion" then Column BA (AMOUNT) only will be converted based on selected currency (Column L) and Column BB (TAXES) value (INR) will be added to the converted values.
Note on K205: gepadmin: 1. If you choose "Full Conversion" then Column BA (AMOUNT) and Column BB (TAXES) BOTH values will be convert based on selected Currency in (Column L). 2. If you choose "Partial Conversion" then Column BA (AMOUNT) only will be converted based on selected currency (Column L) and Column BB (TAXES) value (INR) will be added to the converted values.
Note on K206: gepadmin: 1. If you choose "Full Conversion" then Column BA (AMOUNT) and Column BB (TAXES) BOTH values will be convert based on selected Currency in (Column L). 2. If you choose "Partial Conversion" then Column BA (AMOUNT) only will be converted based on selected currency (Column L) and Column BB (TAXES) value (INR) will be added to the converted values.
Note on K207: gepadmin: 1. If you choose "Full Conversion" then Column BA (AMOUNT) and Column BB (TAXES) BOTH values will be convert based on selected Currency in (Column L). 2. If you choose "Partial Conversion" then Column BA (AMOUNT) only will be converted based on selected currency (Column L) and Column BB (TAXES) value (INR) will be added to the converted values.
Note on K208: gepadmin: 1. If you choose "Full Conversion" then Column BA (AMOUNT) and Column BB (TAXES) BOTH values will be convert based on selected Currency in (Column L). 2. If you choose "Partial Conversion" then Column BA (AMOUNT) only will be converted based on selected currency (Column L) and Column BB (TAXES) value (INR) will be added to the converted values.
Note on K209: gepadmin: 1. If you choose "Full Conversion" then Column BA (AMOUNT) and Column BB (TAXES) BOTH values will be convert based on selected Currency in (Column L). 2. If you choose "Partial Conversion" then Column BA (AMOUNT) only will be converted based on selected currency (Column L) and Column BB (TAXES) value (INR) will be added to the converted values.
Note on K210: gepadmin: 1. If you choose "Full Conversion" then Column BA (AMOUNT) and Column BB (TAXES) BOTH values will be convert based on selected Currency in (Column L). 2. If you choose "Partial Conversion" then Column BA (AMOUNT) only will be converted based on selected currency (Column L) and Column BB (TAXES) value (INR) will be added to the converted values.
Note on K211: gepadmin: 1. If you choose "Full Conversion" then Column BA (AMOUNT) and Column BB (TAXES) BOTH values will be convert based on selected Currency in (Column L). 2. If you choose "Partial Conversion" then Column BA (AMOUNT) only will be converted based on selected currency (Column L) and Column BB (TAXES) value (INR) will be added to the converted values.
Note on K212: gepadmin: 1. If you choose "Full Conversion" then Column BA (AMOUNT) and Column BB (TAXES) BOTH values will be convert based on selected Currency in (Column L). 2. If you choose "Partial Conversion" then Column BA (AMOUNT) only will be converted based on selected currency (Column L) and Column BB (TAXES) value (INR) will be added to the converted values.
Note on K213: gepadmin: 1. If you choose "Full Conversion" then Column BA (AMOUNT) and Column BB (TAXES) BOTH values will be convert based on selected Currency in (Column L). 2. If you choose "Partial Conversion" then Column BA (AMOUNT) only will be converted based on selected currency (Column L) and Column BB (TAXES) value (INR) will be added to the converted values.
Note on K214: gepadmin: 1. If you choose "Full Conversion" then Column BA (AMOUNT) and Column BB (TAXES) BOTH values will be convert based on selected Currency in (Column L). 2. If you choose "Partial Conversion" then Column BA (AMOUNT) only will be converted based on selected currency (Column L) and Column BB (TAXES) value (INR) will be added to the converted values.
Note on K215: gepadmin: 1. If you choose "Full Conversion" then Column BA (AMOUNT) and Column BB (TAXES) BOTH values will be convert based on selected Currency in (Column L). 2. If you choose "Partial Conversion" then Column BA (AMOUNT) only will be converted based on selected currency (Column L) and Column BB (TAXES) value (INR) will be added to the converted values.
Note on K216: gepadmin: 1. If you choose "Full Conversion" then Column BA (AMOUNT) and Column BB (TAXES) BOTH values will be convert based on selected Currency in (Column L). 2. If you choose "Partial Conversion" then Column BA (AMOUNT) only will be converted based on selected currency (Column L) and Column BB (TAXES) value (INR) will be added to the converted values.
Note on K217: gepadmin: 1. If you choose "Full Conversion" then Column BA (AMOUNT) and Column BB (TAXES) BOTH values will be convert based on selected Currency in (Column L). 2. If you choose "Partial Conversion" then Column BA (AMOUNT) only will be converted based on selected currency (Column L) and Column BB (TAXES) value (INR) will be added to the converted values.
Note on K218: gepadmin: 1. If you choose "Full Conversion" then Column BA (AMOUNT) and Column BB (TAXES) BOTH values will be convert based on selected Currency in (Column L). 2. If you choose "Partial Conversion" then Column BA (AMOUNT) only will be converted based on selected currency (Column L) and Column BB (TAXES) value (INR) will be added to the converted values.
Note on K219: gepadmin: 1. If you choose "Full Conversion" then Column BA (AMOUNT) and Column BB (TAXES) BOTH values will be convert based on selected Currency in (Column L). 2. If you choose "Partial Conversion" then Column BA (AMOUNT) only will be converted based on selected currency (Column L) and Column BB (TAXES) value (INR) will be added to the converted values.
Note on K220: gepadmin: 1. If you choose "Full Conversion" then Column BA (AMOUNT) and Column BB (TAXES) BOTH values will be convert based on selected Currency in (Column L). 2. If you choose "Partial Conversion" then Column BA (AMOUNT) only will be converted based on selected currency (Column L) and Column BB (TAXES) value (INR) will be added to the converted values.
Note on K221: gepadmin: 1. If you choose "Full Conversion" then Column BA (AMOUNT) and Column BB (TAXES) BOTH values will be convert based on selected Currency in (Column L). 2. If you choose "Partial Conversion" then Column BA (AMOUNT) only will be converted based on selected currency (Column L) and Column BB (TAXES) value (INR) will be added to the converted values.
Note on K222: gepadmin: 1. If you choose "Full Conversion" then Column BA (AMOUNT) and Column BB (TAXES) BOTH values will be convert based on selected Currency in (Column L). 2. If you choose "Partial Conversion" then Column BA (AMOUNT) only will be converted based on selected currency (Column L) and Column BB (TAXES) value (INR) will be added to the converted values.
Note on K223: gepadmin: 1. If you choose "Full Conversion" then Column BA (AMOUNT) and Column BB (TAXES) BOTH values will be convert based on selected Currency in (Column L). 2. If you choose "Partial Conversion" then Column BA (AMOUNT) only will be converted based on selected currency (Column L) and Column BB (TAXES) value (INR) will be added to the converted values.
Note on K224: gepadmin: 1. If you choose "Full Conversion" then Column BA (AMOUNT) and Column BB (TAXES) BOTH values will be convert based on selected Currency in (Column L). 2. If you choose "Partial Conversion" then Column BA (AMOUNT) only will be converted based on selected currency (Column L) and Column BB (TAXES) value (INR) will be added to the converted values.
Note on K225: gepadmin: 1. If you choose "Full Conversion" then Column BA (AMOUNT) and Column BB (TAXES) BOTH values will be convert based on selected Currency in (Column L). 2. If you choose "Partial Conversion" then Column BA (AMOUNT) only will be converted based on selected currency (Column L) and Column BB (TAXES) value (INR) will be added to the converted values.
Note on K226: gepadmin: 1. If you choose "Full Conversion" then Column BA (AMOUNT) and Column BB (TAXES) BOTH values will be convert based on selected Currency in (Column L). 2. If you choose "Partial Conversion" then Column BA (AMOUNT) only will be converted based on selected currency (Column L) and Column BB (TAXES) value (INR) will be added to the converted values.
Note on K227: gepadmin: 1. If you choose "Full Conversion" then Column BA (AMOUNT) and Column BB (TAXES) BOTH values will be convert based on selected Currency in (Column L). 2. If you choose "Partial Conversion" then Column BA (AMOUNT) only will be converted based on selected currency (Column L) and Column BB (TAXES) value (INR) will be added to the converted values.
Note on K228: gepadmin: 1. If you choose "Full Conversion" then Column BA (AMOUNT) and Column BB (TAXES) BOTH values will be convert based on selected Currency in (Column L). 2. If you choose "Partial Conversion" then Column BA (AMOUNT) only will be converted based on selected currency (Column L) and Column BB (TAXES) value (INR) will be added to the converted values.
Note on K229: gepadmin: 1. If you choose "Full Conversion" then Column BA (AMOUNT) and Column BB (TAXES) BOTH values will be convert based on selected Currency in (Column L). 2. If you choose "Partial Conversion" then Column BA (AMOUNT) only will be converted based on selected currency (Column L) and Column BB (TAXES) value (INR) will be added to the converted values.
Note on K230: gepadmin: 1. If you choose "Full Conversion" then Column BA (AMOUNT) and Column BB (TAXES) BOTH values will be convert based on selected Currency in (Column L). 2. If you choose "Partial Conversion" then Column BA (AMOUNT) only will be converted based on selected currency (Column L) and Column BB (TAXES) value (INR) will be added to the converted values.
Note on K231: gepadmin: 1. If you choose "Full Conversion" then Column BA (AMOUNT) and Column BB (TAXES) BOTH values will be convert based on selected Currency in (Column L). 2. If you choose "Partial Conversion" then Column BA (AMOUNT) only will be converted based on selected currency (Column L) and Column BB (TAXES) value (INR) will be added to the converted values.
Note on K232: gepadmin: 1. If you choose "Full Conversion" then Column BA (AMOUNT) and Column BB (TAXES) BOTH values will be convert based on selected Currency in (Column L). 2. If you choose "Partial Conversion" then Column BA (AMOUNT) only will be converted based on selected currency (Column L) and Column BB (TAXES) value (INR) will be added to the converted values.
Note on K233: gepadmin: 1. If you choose "Full Conversion" then Column BA (AMOUNT) and Column BB (TAXES) BOTH values will be convert based on selected Currency in (Column L). 2. If you choose "Partial Conversion" then Column BA (AMOUNT) only will be converted based on selected currency (Column L) and Column BB (TAXES) value (INR) will be added to the converted values.
Note on K234: gepadmin: 1. If you choose "Full Conversion" then Column BA (AMOUNT) and Column BB (TAXES) BOTH values will be convert based on selected Currency in (Column L). 2. If you choose "Partial Conversion" then Column BA (AMOUNT) only will be converted based on selected currency (Column L) and Column BB (TAXES) value (INR) will be added to the converted values.
Note on K235: gepadmin: 1. If you choose "Full Conversion" then Column BA (AMOUNT) and Column BB (TAXES) BOTH values will be convert based on selected Currency in (Column L). 2. If you choose "Partial Conversion" then Column BA (AMOUNT) only will be converted based on selected currency (Column L) and Column BB (TAXES) value (INR) will be added to the converted values.
Note on K236: gepadmin: 1. If you choose "Full Conversion" then Column BA (AMOUNT) and Column BB (TAXES) BOTH values will be convert based on selected Currency in (Column L). 2. If you choose "Partial Conversion" then Column BA (AMOUNT) only will be converted based on selected currency (Column L) and Column BB (TAXES) value (INR) will be added to the converted values.
Note on K237: gepadmin: 1. If you choose "Full Conversion" then Column BA (AMOUNT) and Column BB (TAXES) BOTH values will be convert based on selected Currency in (Column L). 2. If you choose "Partial Conversion" then Column BA (AMOUNT) only will be converted based on selected currency (Column L) and Column BB (TAXES) value (INR) will be added to the converted values.
Note on K238: gepadmin: 1. If you choose "Full Conversion" then Column BA (AMOUNT) and Column BB (TAXES) BOTH values will be convert based on selected Currency in (Column L). 2. If you choose "Partial Conversion" then Column BA (AMOUNT) only will be converted based on selected currency (Column L) and Column BB (TAXES) value (INR) will be added to the converted values.
Note on K239: gepadmin: 1. If you choose "Full Conversion" then Column BA (AMOUNT) and Column BB (TAXES) BOTH values will be convert based on selected Currency in (Column L). 2. If you choose "Partial Conversion" then Column BA (AMOUNT) only will be converted based on selected currency (Column L) and Column BB (TAXES) value (INR) will be added to the converted values.
Note on K240: gepadmin: 1. If you choose "Full Conversion" then Column BA (AMOUNT) and Column BB (TAXES) BOTH values will be convert based on selected Currency in (Column L). 2. If you choose "Partial Conversion" then Column BA (AMOUNT) only will be converted based on selected currency (Column L) and Column BB (TAXES) value (INR) will be added to the converted values.
Note on K241: gepadmin: 1. If you choose "Full Conversion" then Column BA (AMOUNT) and Column BB (TAXES) BOTH values will be convert based on selected Currency in (Column L). 2. If you choose "Partial Conversion" then Column BA (AMOUNT) only will be converted based on selected currency (Column L) and Column BB (TAXES) value (INR) will be added to the converted values.
Note on K242: gepadmin: 1. If you choose "Full Conversion" then Column BA (AMOUNT) and Column BB (TAXES) BOTH values will be convert based on selected Currency in (Column L). 2. If you choose "Partial Conversion" then Column BA (AMOUNT) only will be converted based on selected currency (Column L) and Column BB (TAXES) value (INR) will be added to the converted values.
Note on K243: gepadmin: 1. If you choose "Full Conversion" then Column BA (AMOUNT) and Column BB (TAXES) BOTH values will be convert based on selected Currency in (Column L). 2. If you choose "Partial Conversion" then Column BA (AMOUNT) only will be converted based on selected currency (Column L) and Column BB (TAXES) value (INR) will be added to the converted values.
Note on K244: gepadmin: 1. If you choose "Full Conversion" then Column BA (AMOUNT) and Column BB (TAXES) BOTH values will be convert based on selected Currency in (Column L). 2. If you choose "Partial Conversion" then Column BA (AMOUNT) only will be converted based on selected currency (Column L) and Column BB (TAXES) value (INR) will be added to the converted values.
Note on K245: gepadmin: 1. If you choose "Full Conversion" then Column BA (AMOUNT) and Column BB (TAXES) BOTH values will be convert based on selected Currency in (Column L). 2. If you choose "Partial Conversion" then Column BA (AMOUNT) only will be converted based on selected currency (Column L) and Column BB (TAXES) value (INR) will be added to the converted values.
Note on K246: gepadmin: 1. If you choose "Full Conversion" then Column BA (AMOUNT) and Column BB (TAXES) BOTH values will be convert based on selected Currency in (Column L). 2. If you choose "Partial Conversion" then Column BA (AMOUNT) only will be converted based on selected currency (Column L) and Column BB (TAXES) value (INR) will be added to the converted values.
Note on K250: gepadmin: 1. If you choose "Full Conversion" then Column BA (AMOUNT) and Column BB (TAXES) BOTH values will be convert based on selected Currency in (Column L). 2. If you choose "Partial Conversion" then Column BA (AMOUNT) only will be converted based on selected currency (Column L) and Column BB (TAXES) value (INR) will be added to the converted values.
Note on K252: gepadmin: 1. If you choose "Full Conversion" then Column BA (AMOUNT) and Column BB (TAXES) BOTH values will be convert based on selected Currency in (Column L). 2. If you choose "Partial Conversion" then Column BA (AMOUNT) only will be converted based on selected currency (Column L) and Column BB (TAXES) value (INR) will be added to the converted values.
Note on K253: gepadmin: 1. If you choose "Full Conversion" then Column BA (AMOUNT) and Column BB (TAXES) BOTH values will be convert based on selected Currency in (Column L). 2. If you choose "Partial Conversion" then Column BA (AMOUNT) only will be converted based on selected currency (Column L) and Column BB (TAXES) value (INR) will be added to the converted values.
Note on K254: gepadmin: 1. If you choose "Full Conversion" then Column BA (AMOUNT) and Column BB (TAXES) BOTH values will be convert based on selected Currency in (Column L). 2. If you choose "Partial Conversion" then Column BA (AMOUNT) only will be converted based on selected currency (Column L) and Column BB (TAXES) value (INR) will be added to the converted values.
Note on K255: gepadmin: 1. If you choose "Full Conversion" then Column BA (AMOUNT) and Column BB (TAXES) BOTH values will be convert based on selected Currency in (Column L). 2. If you choose "Partial Conversion" then Column BA (AMOUNT) only will be converted based on selected currency (Column L) and Column BB (TAXES) value (INR) will be added to the converted values.
Note on K256: gepadmin: 1. If you choose "Full Conversion" then Column BA (AMOUNT) and Column BB (TAXES) BOTH values will be convert based on selected Currency in (Column L). 2. If you choose "Partial Conversion" then Column BA (AMOUNT) only will be converted based on selected currency (Column L) and Column BB (TAXES) value (INR) will be added to the converted values.
Note on K257: gepadmin: 1. If you choose "Full Conversion" then Column BA (AMOUNT) and Column BB (TAXES) BOTH values will be convert based on selected Currency in (Column L). 2. If you choose "Partial Conversion" then Column BA (AMOUNT) only will be converted based on selected currency (Column L) and Column BB (TAXES) value (INR) will be added to the converted values.
Note on K258: gepadmin: 1. If you choose "Full Conversion" then Column BA (AMOUNT) and Column BB (TAXES) BOTH values will be convert based on selected Currency in (Column L). 2. If you choose "Partial Conversion" then Column BA (AMOUNT) only will be converted based on selected currency (Column L) and Column BB (TAXES) value (INR) will be added to the converted values.
Note on K259: gepadmin: 1. If you choose "Full Conversion" then Column BA (AMOUNT) and Column BB (TAXES) BOTH values will be convert based on selected Currency in (Column L). 2. If you choose "Partial Conversion" then Column BA (AMOUNT) only will be converted based on selected currency (Column L) and Column BB (TAXES) value (INR) will be added to the converted values.
Note on K260: gepadmin: 1. If you choose "Full Conversion" then Column BA (AMOUNT) and Column BB (TAXES) BOTH values will be convert based on selected Currency in (Column L). 2. If you choose "Partial Conversion" then Column BA (AMOUNT) only will be converted based on selected currency (Column L) and Column BB (TAXES) value (INR) will be added to the converted values.
Note on K261: gepadmin: 1. If you choose "Full Conversion" then Column BA (AMOUNT) and Column BB (TAXES) BOTH values will be convert based on selected Currency in (Column L). 2. If you choose "Partial Conversion" then Column BA (AMOUNT) only will be converted based on selected currency (Column L) and Column BB (TAXES) value (INR) will be added to the converted values.
Note on K262: gepadmin: 1. If you choose "Full Conversion" then Column BA (AMOUNT) and Column BB (TAXES) BOTH values will be convert based on selected Currency in (Column L). 2. If you choose "Partial Conversion" then Column BA (AMOUNT) only will be converted based on selected currency (Column L) and Column BB (TAXES) value (INR) will be added to the converted values.
Note on K263: gepadmin: 1. If you choose "Full Conversion" then Column BA (AMOUNT) and Column BB (TAXES) BOTH values will be convert based on selected Currency in (Column L). 2. If you choose "Partial Conversion" then Column BA (AMOUNT) only will be converted based on selected currency (Column L) and Column BB (TAXES) value (INR) will be added to the converted values.
Note on K264: gepadmin: 1. If you choose "Full Conversion" then Column BA (AMOUNT) and Column BB (TAXES) BOTH values will be convert based on selected Currency in (Column L). 2. If you choose "Partial Conversion" then Column BA (AMOUNT) only will be converted based on selected currency (Column L) and Column BB (TAXES) value (INR) will be added to the converted values.
Note on K265: gepadmin: 1. If you choose "Full Conversion" then Column BA (AMOUNT) and Column BB (TAXES) BOTH values will be convert based on selected Currency in (Column L). 2. If you choose "Partial Conversion" then Column BA (AMOUNT) only will be converted based on selected currency (Column L) and Column BB (TAXES) value (INR) will be added to the converted values.
Note on K266: gepadmin: 1. If you choose "Full Conversion" then Column BA (AMOUNT) and Column BB (TAXES) BOTH values will be convert based on selected Currency in (Column L). 2. If you choose "Partial Conversion" then Column BA (AMOUNT) only will be converted based on selected currency (Column L) and Column BB (TAXES) value (INR) will be added to the converted values.
Note on K267: gepadmin: 1. If you choose "Full Conversion" then Column BA (AMOUNT) and Column BB (TAXES) BOTH values will be convert based on selected Currency in (Column L). 2. If you choose "Partial Conversion" then Column BA (AMOUNT) only will be converted based on selected currency (Column L) and Column BB (TAXES) value (INR) will be added to the converted values.
Note on K268: gepadmin: 1. If you choose "Full Conversion" then Column BA (AMOUNT) and Column BB (TAXES) BOTH values will be convert based on selected Currency in (Column L). 2. If you choose "Partial Conversion" then Column BA (AMOUNT) only will be converted based on selected currency (Column L) and Column BB (TAXES) value (INR) will be added to the converted values.
Note on K269: gepadmin: 1. If you choose "Full Conversion" then Column BA (AMOUNT) and Column BB (TAXES) BOTH values will be convert based on selected Currency in (Column L). 2. If you choose "Partial Conversion" then Column BA (AMOUNT) only will be converted based on selected currency (Column L) and Column BB (TAXES) value (INR) will be added to the converted values.
Note on K270: gepadmin: 1. If you choose "Full Conversion" then Column BA (AMOUNT) and Column BB (TAXES) BOTH values will be convert based on selected Currency in (Column L). 2. If you choose "Partial Conversion" then Column BA (AMOUNT) only will be converted based on selected currency (Column L) and Column BB (TAXES) value (INR) will be added to the converted values.
Note on K271: gepadmin: 1. If you choose "Full Conversion" then Column BA (AMOUNT) and Column BB (TAXES) BOTH values will be convert based on selected Currency in (Column L). 2. If you choose "Partial Conversion" then Column BA (AMOUNT) only will be converted based on selected currency (Column L) and Column BB (TAXES) value (INR) will be added to the converted values.
Note on K272: gepadmin: 1. If you choose "Full Conversion" then Column BA (AMOUNT) and Column BB (TAXES) BOTH values will be convert based on selected Currency in (Column L). 2. If you choose "Partial Conversion" then Column BA (AMOUNT) only will be converted based on selected currency (Column L) and Column BB (TAXES) value (INR) will be added to the converted values.
Note on K273: gepadmin: 1. If you choose "Full Conversion" then Column BA (AMOUNT) and Column BB (TAXES) BOTH values will be convert based on selected Currency in (Column L). 2. If you choose "Partial Conversion" then Column BA (AMOUNT) only will be converted based on selected currency (Column L) and Column BB (TAXES) value (INR) will be added to the converted values.
Note on K274: gepadmin: 1. If you choose "Full Conversion" then Column BA (AMOUNT) and Column BB (TAXES) BOTH values will be convert based on selected Currency in (Column L). 2. If you choose "Partial Conversion" then Column BA (AMOUNT) only will be converted based on selected currency (Column L) and Column BB (TAXES) value (INR) will be added to the converted values.
Note on K275: gepadmin: 1. If you choose "Full Conversion" then Column BA (AMOUNT) and Column BB (TAXES) BOTH values will be convert based on selected Currency in (Column L). 2. If you choose "Partial Conversion" then Column BA (AMOUNT) only will be converted based on selected currency (Column L) and Column BB (TAXES) value (INR) will be added to the converted values.
Note on K276: gepadmin: 1. If you choose "Full Conversion" then Column BA (AMOUNT) and Column BB (TAXES) BOTH values will be convert based on selected Currency in (Column L). 2. If you choose "Partial Conversion" then Column BA (AMOUNT) only will be converted based on selected currency (Column L) and Column BB (TAXES) value (INR) will be added to the converted values.
Note on K277: gepadmin: 1. If you choose "Full Conversion" then Column BA (AMOUNT) and Column BB (TAXES) BOTH values will be convert based on selected Currency in (Column L). 2. If you choose "Partial Conversion" then Column BA (AMOUNT) only will be converted based on selected currency (Column L) and Column BB (TAXES) value (INR) will be added to the converted values.
Note on K278: gepadmin: 1. If you choose "Full Conversion" then Column BA (AMOUNT) and Column BB (TAXES) BOTH values will be convert based on selected Currency in (Column L). 2. If you choose "Partial Conversion" then Column BA (AMOUNT) only will be converted based on selected currency (Column L) and Column BB (TAXES) value (INR) will be added to the converted values.
Note on K279: gepadmin: 1. If you choose "Full Conversion" then Column BA (AMOUNT) and Column BB (TAXES) BOTH values will be convert based on selected Currency in (Column L). 2. If you choose "Partial Conversion" then Column BA (AMOUNT) only will be converted based on selected currency (Column L) and Column BB (TAXES) value (INR) will be added to the converted values.
Note on K280: gepadmin: 1. If you choose "Full Conversion" then Column BA (AMOUNT) and Column BB (TAXES) BOTH values will be convert based on selected Currency in (Column L). 2. If you choose "Partial Conversion" then Column BA (AMOUNT) only will be converted based on selected currency (Column L) and Column BB (TAXES) value (INR) will be added to the converted values.
Note on K281: gepadmin: 1. If you choose "Full Conversion" then Column BA (AMOUNT) and Column BB (TAXES) BOTH values will be convert based on selected Currency in (Column L). 2. If you choose "Partial Conversion" then Column BA (AMOUNT) only will be converted based on selected currency (Column L) and Column BB (TAXES) value (INR) will be added to the converted values.
Note on K282: gepadmin: 1. If you choose "Full Conversion" then Column BA (AMOUNT) and Column BB (TAXES) BOTH values will be convert based on selected Currency in (Column L). 2. If you choose "Partial Conversion" then Column BA (AMOUNT) only will be converted based on selected currency (Column L) and Column BB (TAXES) value (INR) will be added to the converted values.
Note on K283: gepadmin: 1. If you choose "Full Conversion" then Column BA (AMOUNT) and Column BB (TAXES) BOTH values will be convert based on selected Currency in (Column L). 2. If you choose "Partial Conversion" then Column BA (AMOUNT) only will be converted based on selected currency (Column L) and Column BB (TAXES) value (INR) will be added to the converted values.
Note on K284: gepadmin: 1. If you choose "Full Conversion" then Column BA (AMOUNT) and Column BB (TAXES) BOTH values will be convert based on selected Currency in (Column L). 2. If you choose "Partial Conversion" then Column BA (AMOUNT) only will be converted based on selected currency (Column L) and Column BB (TAXES) value (INR) will be added to the converted values.
Note on K285: gepadmin: 1. If you choose "Full Conversion" then Column BA (AMOUNT) and Column BB (TAXES) BOTH values will be convert based on selected Currency in (Column L). 2. If you choose "Partial Conversion" then Column BA (AMOUNT) only will be converted based on selected currency (Column L) and Column BB (TAXES) value (INR) will be added to the converted values.
Note on K286: gepadmin: 1. If you choose "Full Conversion" then Column BA (AMOUNT) and Column BB (TAXES) BOTH values will be convert based on selected Currency in (Column L). 2. If you choose "Partial Conversion" then Column BA (AMOUNT) only will be converted based on selected currency (Column L) and Column BB (TAXES) value (INR) will be added to the converted values.
Note on K287: gepadmin: 1. If you choose "Full Conversion" then Column BA (AMOUNT) and Column BB (TAXES) BOTH values will be convert based on selected Currency in (Column L). 2. If you choose "Partial Conversion" then Column BA (AMOUNT) only will be converted based on selected currency (Column L) and Column BB (TAXES) value (INR) will be added to the converted values.
Note on K288: gepadmin: 1. If you choose "Full Conversion" then Column BA (AMOUNT) and Column BB (TAXES) BOTH values will be convert based on selected Currency in (Column L). 2. If you choose "Partial Conversion" then Column BA (AMOUNT) only will be converted based on selected currency (Column L) and Column BB (TAXES) value (INR) will be added to the converted values.
Note on K289: gepadmin: 1. If you choose "Full Conversion" then Column BA (AMOUNT) and Column BB (TAXES) BOTH values will be convert based on selected Currency in (Column L). 2. If you choose "Partial Conversion" then Column BA (AMOUNT) only will be converted based on selected currency (Column L) and Column BB (TAXES) value (INR) will be added to the converted values.
Note on K290: gepadmin: 1. If you choose "Full Conversion" then Column BA (AMOUNT) and Column BB (TAXES) BOTH values will be convert based on selected Currency in (Column L). 2. If you choose "Partial Conversion" then Column BA (AMOUNT) only will be converted based on selected currency (Column L) and Column BB (TAXES) value (INR) will be added to the converted values.
Note on K291: gepadmin: 1. If you choose "Full Conversion" then Column BA (AMOUNT) and Column BB (TAXES) BOTH values will be convert based on selected Currency in (Column L). 2. If you choose "Partial Conversion" then Column BA (AMOUNT) only will be converted based on selected currency (Column L) and Column BB (TAXES) value (INR) will be added to the converted values.
Note on K292: gepadmin: 1. If you choose "Full Conversion" then Column BA (AMOUNT) and Column BB (TAXES) BOTH values will be convert based on selected Currency in (Column L). 2. If you choose "Partial Conversion" then Column BA (AMOUNT) only will be converted based on selected currency (Column L) and Column BB (TAXES) value (INR) will be added to the converted values.
Note on K293: gepadmin: 1. If you choose "Full Conversion" then Column BA (AMOUNT) and Column BB (TAXES) BOTH values will be convert based on selected Currency in (Column L). 2. If you choose "Partial Conversion" then Column BA (AMOUNT) only will be converted based on selected currency (Column L) and Column BB (TAXES) value (INR) will be added to the converted values.
Note on K294: gepadmin: 1. If you choose "Full Conversion" then Column BA (AMOUNT) and Column BB (TAXES) BOTH values will be convert based on selected Currency in (Column L). 2. If you choose "Partial Conversion" then Column BA (AMOUNT) only will be converted based on selected currency (Column L) and Column BB (TAXES) value (INR) will be added to the converted values.
Note on K295: gepadmin: 1. If you choose "Full Conversion" then Column BA (AMOUNT) and Column BB (TAXES) BOTH values will be convert based on selected Currency in (Column L). 2. If you choose "Partial Conversion" then Column BA (AMOUNT) only will be converted based on selected currency (Column L) and Column BB (TAXES) value (INR) will be added to the converted values.
Note on K296: gepadmin: 1. If you choose "Full Conversion" then Column BA (AMOUNT) and Column BB (TAXES) BOTH values will be convert based on selected Currency in (Column L). 2. If you choose "Partial Conversion" then Column BA (AMOUNT) only will be converted based on selected currency (Column L) and Column BB (TAXES) value (INR) will be added to the converted values.
Note on K297: gepadmin: 1. If you choose "Full Conversion" then Column BA (AMOUNT) and Column BB (TAXES) BOTH values will be convert based on selected Currency in (Column L). 2. If you choose "Partial Conversion" then Column BA (AMOUNT) only will be converted based on selected currency (Column L) and Column BB (TAXES) value (INR) will be added to the converted values.
Note on K298: gepadmin: 1. If you choose "Full Conversion" then Column BA (AMOUNT) and Column BB (TAXES) BOTH values will be convert based on selected Currency in (Column L). 2. If you choose "Partial Conversion" then Column BA (AMOUNT) only will be converted based on selected currency (Column L) and Column BB (TAXES) value (INR) will be added to the converted values.
Note on K299: gepadmin: 1. If you choose "Full Conversion" then Column BA (AMOUNT) and Column BB (TAXES) BOTH values will be convert based on selected Currency in (Column L). 2. If you choose "Partial Conversion" then Column BA (AMOUNT) only will be converted based on selected currency (Column L) and Column BB (TAXES) value (INR) will be added to the converted values.
Note on K300: gepadmin: 1. If you choose "Full Conversion" then Column BA (AMOUNT) and Column BB (TAXES) BOTH values will be convert based on selected Currency in (Column L). 2. If you choose "Partial Conversion" then Column BA (AMOUNT) only will be converted based on selected currency (Column L) and Column BB (TAXES) value (INR) will be added to the converted values.
Note on K301: gepadmin: 1. If you choose "Full Conversion" then Column BA (AMOUNT) and Column BB (TAXES) BOTH values will be convert based on selected Currency in (Column L). 2. If you choose "Partial Conversion" then Column BA (AMOUNT) only will be converted based on selected currency (Column L) and Column BB (TAXES) value (INR) will be added to the converted values.
Note on K302: gepadmin: 1. If you choose "Full Conversion" then Column BA (AMOUNT) and Column BB (TAXES) BOTH values will be convert based on selected Currency in (Column L). 2. If you choose "Partial Conversion" then Column BA (AMOUNT) only will be converted based on selected currency (Column L) and Column BB (TAXES) value (INR) will be added to the converted values.
Note on K303: gepadmin: 1. If you choose "Full Conversion" then Column BA (AMOUNT) and Column BB (TAXES) BOTH values will be convert based on selected Currency in (Column L). 2. If you choose "Partial Conversion" then Column BA (AMOUNT) only will be converted based on selected currency (Column L) and Column BB (TAXES) value (INR) will be added to the converted values.
Note on K304: gepadmin: 1. If you choose "Full Conversion" then Column BA (AMOUNT) and Column BB (TAXES) BOTH values will be convert based on selected Currency in (Column L). 2. If you choose "Partial Conversion" then Column BA (AMOUNT) only will be converted based on selected currency (Column L) and Column BB (TAXES) value (INR) will be added to the converted values.
Note on K305: gepadmin: 1. If you choose "Full Conversion" then Column BA (AMOUNT) and Column BB (TAXES) BOTH values will be convert based on selected Currency in (Column L). 2. If you choose "Partial Conversion" then Column BA (AMOUNT) only will be converted based on selected currency (Column L) and Column BB (TAXES) value (INR) will be added to the converted values.
Note on K311: gepadmin: 1. If you choose "Full Conversion" then Column BA (AMOUNT) and Column BB (TAXES) BOTH values will be convert based on selected Currency in (Column L). 2. If you choose "Partial Conversion" then Column BA (AMOUNT) only will be converted based on selected currency (Column L) and Column BB (TAXES) value (INR) will be added to the converted values.
Note on K312: gepadmin: 1. If you choose "Full Conversion" then Column BA (AMOUNT) and Column BB (TAXES) BOTH values will be convert based on selected Currency in (Column L). 2. If you choose "Partial Conversion" then Column BA (AMOUNT) only will be converted based on selected currency (Column L) and Column BB (TAXES) value (INR) will be added to the converted values.
Note on K313: gepadmin: 1. If you choose "Full Conversion" then Column BA (AMOUNT) and Column BB (TAXES) BOTH values will be convert based on selected Currency in (Column L). 2. If you choose "Partial Conversion" then Column BA (AMOUNT) only will be converted based on selected currency (Column L) and Column BB (TAXES) value (INR) will be added to the converted values.
Note on K314: gepadmin: 1. If you choose "Full Conversion" then Column BA (AMOUNT) and Column BB (TAXES) BOTH values will be convert based on selected Currency in (Column L). 2. If you choose "Partial Conversion" then Column BA (AMOUNT) only will be converted based on selected currency (Column L) and Column BB (TAXES) value (INR) will be added to the converted values.
Note on K315: gepadmin: 1. If you choose "Full Conversion" then Column BA (AMOUNT) and Column BB (TAXES) BOTH values will be convert based on selected Currency in (Column L). 2. If you choose "Partial Conversion" then Column BA (AMOUNT) only will be converted based on selected currency (Column L) and Column BB (TAXES) value (INR) will be added to the converted values.
Note on K316: gepadmin: 1. If you choose "Full Conversion" then Column BA (AMOUNT) and Column BB (TAXES) BOTH values will be convert based on selected Currency in (Column L). 2. If you choose "Partial Conversion" then Column BA (AMOUNT) only will be converted based on selected currency (Column L) and Column BB (TAXES) value (INR) will be added to the converted values.
Note on K317: gepadmin: 1. If you choose "Full Conversion" then Column BA (AMOUNT) and Column BB (TAXES) BOTH values will be convert based on selected Currency in (Column L). 2. If you choose "Partial Conversion" then Column BA (AMOUNT) only will be converted based on selected currency (Column L) and Column BB (TAXES) value (INR) will be added to the converted values.
Note on K318: gepadmin: 1. If you choose "Full Conversion" then Column BA (AMOUNT) and Column BB (TAXES) BOTH values will be convert based on selected Currency in (Column L). 2. If you choose "Partial Conversion" then Column BA (AMOUNT) only will be converted based on selected currency (Column L) and Column BB (TAXES) value (INR) will be added to the converted values.
Note on K319: gepadmin: 1. If you choose "Full Conversion" then Column BA (AMOUNT) and Column BB (TAXES) BOTH values will be convert based on selected Currency in (Column L). 2. If you choose "Partial Conversion" then Column BA (AMOUNT) only will be converted based on selected currency (Column L) and Column BB (TAXES) value (INR) will be added to the converted values.
Note on K320: gepadmin: 1. If you choose "Full Conversion" then Column BA (AMOUNT) and Column BB (TAXES) BOTH values will be convert based on selected Currency in (Column L). 2. If you choose "Partial Conversion" then Column BA (AMOUNT) only will be converted based on selected currency (Column L) and Column BB (TAXES) value (INR) will be added to the converted values.
Note on K321: gepadmin: 1. If you choose "Full Conversion" then Column BA (AMOUNT) and Column BB (TAXES) BOTH values will be convert based on selected Currency in (Column L). 2. If you choose "Partial Conversion" then Column BA (AMOUNT) only will be converted based on selected currency (Column L) and Column BB (TAXES) value (INR) will be added to the converted values.
Note on K322: gepadmin: 1. If you choose "Full Conversion" then Column BA (AMOUNT) and Column BB (TAXES) BOTH values will be convert based on selected Currency in (Column L). 2. If you choose "Partial Conversion" then Column BA (AMOUNT) only will be converted based on selected currency (Column L) and Column BB (TAXES) value (INR) will be added to the converted values.
Note on K323: gepadmin: 1. If you choose "Full Conversion" then Column BA (AMOUNT) and Column BB (TAXES) BOTH values will be convert based on selected Currency in (Column L). 2. If you choose "Partial Conversion" then Column BA (AMOUNT) only will be converted based on selected currency (Column L) and Column BB (TAXES) value (INR) will be added to the converted values.
Note on K324: gepadmin: 1. If you choose "Full Conversion" then Column BA (AMOUNT) and Column BB (TAXES) BOTH values will be convert based on selected Currency in (Column L). 2. If you choose "Partial Conversion" then Column BA (AMOUNT) only will be converted based on selected currency (Column L) and Column BB (TAXES) value (INR) will be added to the converted values.
Note on K325: gepadmin: 1. If you choose "Full Conversion" then Column BA (AMOUNT) and Column BB (TAXES) BOTH values will be convert based on selected Currency in (Column L). 2. If you choose "Partial Conversion" then Column BA (AMOUNT) only will be converted based on selected currency (Column L) and Column BB (TAXES) value (INR) will be added to the converted values.
Note on K326: gepadmin: 1. If you choose "Full Conversion" then Column BA (AMOUNT) and Column BB (TAXES) BOTH values will be convert based on selected Currency in (Column L). 2. If you choose "Partial Conversion" then Column BA (AMOUNT) only will be converted based on selected currency (Column L) and Column BB (TAXES) value (INR) will be added to the converted values.
Note on K327: gepadmin: 1. If you choose "Full Conversion" then Column BA (AMOUNT) and Column BB (TAXES) BOTH values will be convert based on selected Currency in (Column L). 2. If you choose "Partial Conversion" then Column BA (AMOUNT) only will be converted based on selected currency (Column L) and Column BB (TAXES) value (INR) will be added to the converted values.
Note on K328: gepadmin: 1. If you choose "Full Conversion" then Column BA (AMOUNT) and Column BB (TAXES) BOTH values will be convert based on selected Currency in (Column L). 2. If you choose "Partial Conversion" then Column BA (AMOUNT) only will be converted based on selected currency (Column L) and Column BB (TAXES) value (INR) will be added to the converted values.
Note on K329: gepadmin: 1. If you choose "Full Conversion" then Column BA (AMOUNT) and Column BB (TAXES) BOTH values will be convert based on selected Currency in (Column L). 2. If you choose "Partial Conversion" then Column BA (AMOUNT) only will be converted based on selected currency (Column L) and Column BB (TAXES) value (INR) will be added to the converted values.
Note on K330: gepadmin: 1. If you choose "Full Conversion" then Column BA (AMOUNT) and Column BB (TAXES) BOTH values will be convert based on selected Currency in (Column L). 2. If you choose "Partial Conversion" then Column BA (AMOUNT) only will be converted based on selected currency (Column L) and Column BB (TAXES) value (INR) will be added to the converted values.
Note on K331: gepadmin: 1. If you choose "Full Conversion" then Column BA (AMOUNT) and Column BB (TAXES) BOTH values will be convert based on selected Currency in (Column L). 2. If you choose "Partial Conversion" then Column BA (AMOUNT) only will be converted based on selected currency (Column L) and Column BB (TAXES) value (INR) will be added to the converted values.
Note on K332: gepadmin: 1. If you choose "Full Conversion" then Column BA (AMOUNT) and Column BB (TAXES) BOTH values will be convert based on selected Currency in (Column L). 2. If you choose "Partial Conversion" then Column BA (AMOUNT) only will be converted based on selected currency (Column L) and Column BB (TAXES) value (INR) will be added to the converted values.
Note on K333: gepadmin: 1. If you choose "Full Conversion" then Column BA (AMOUNT) and Column BB (TAXES) BOTH values will be convert based on selected Currency in (Column L). 2. If you choose "Partial Conversion" then Column BA (AMOUNT) only will be converted based on selected currency (Column L) and Column BB (TAXES) value (INR) will be added to the converted values.
Note on K334: gepadmin: 1. If you choose "Full Conversion" then Column BA (AMOUNT) and Column BB (TAXES) BOTH values will be convert based on selected Currency in (Column L). 2. If you choose "Partial Conversion" then Column BA (AMOUNT) only will be converted based on selected currency (Column L) and Column BB (TAXES) value (INR) will be added to the converted values.
Note on K335: gepadmin: 1. If you choose "Full Conversion" then Column BA (AMOUNT) and Column BB (TAXES) BOTH values will be convert based on selected Currency in (Column L). 2. If you choose "Partial Conversion" then Column BA (AMOUNT) only will be converted based on selected currency (Column L) and Column BB (TAXES) value (INR) will be added to the converted values.
Note on K336: gepadmin: 1. If you choose "Full Conversion" then Column BA (AMOUNT) and Column BB (TAXES) BOTH values will be convert based on selected Currency in (Column L). 2. If you choose "Partial Conversion" then Column BA (AMOUNT) only will be converted based on selected currency (Column L) and Column BB (TAXES) value (INR) will be added to the converted values.
Note on K337: gepadmin: 1. If you choose "Full Conversion" then Column BA (AMOUNT) and Column BB (TAXES) BOTH values will be convert based on selected Currency in (Column L). 2. If you choose "Partial Conversion" then Column BA (AMOUNT) only will be converted based on selected currency (Column L) and Column BB (TAXES) value (INR) will be added to the converted values.
Note on K338: gepadmin: 1. If you choose "Full Conversion" then Column BA (AMOUNT) and Column BB (TAXES) BOTH values will be convert based on selected Currency in (Column L). 2. If you choose "Partial Conversion" then Column BA (AMOUNT) only will be converted based on selected currency (Column L) and Column BB (TAXES) value (INR) will be added to the converted values.
Note on K339: gepadmin: 1. If you choose "Full Conversion" then Column BA (AMOUNT) and Column BB (TAXES) BOTH values will be convert based on selected Currency in (Column L). 2. If you choose "Partial Conversion" then Column BA (AMOUNT) only will be converted based on selected currency (Column L) and Column BB (TAXES) value (INR) will be added to the converted values.
Note on K340: gepadmin: 1. If you choose "Full Conversion" then Column BA (AMOUNT) and Column BB (TAXES) BOTH values will be convert based on selected Currency in (Column L). 2. If you choose "Partial Conversion" then Column BA (AMOUNT) only will be converted based on selected currency (Column L) and Column BB (TAXES) value (INR) will be added to the converted values.
Note on K341: gepadmin: 1. If you choose "Full Conversion" then Column BA (AMOUNT) and Column BB (TAXES) BOTH values will be convert based on selected Currency in (Column L). 2. If you choose "Partial Conversion" then Column BA (AMOUNT) only will be converted based on selected currency (Column L) and Column BB (TAXES) value (INR) will be added to the converted values.
Note on K342: gepadmin: 1. If you choose "Full Conversion" then Column BA (AMOUNT) and Column BB (TAXES) BOTH values will be convert based on selected Currency in (Column L). 2. If you choose "Partial Conversion" then Column BA (AMOUNT) only will be converted based on selected currency (Column L) and Column BB (TAXES) value (INR) will be added to the converted values.
Note on K343: gepadmin: 1. If you choose "Full Conversion" then Column BA (AMOUNT) and Column BB (TAXES) BOTH values will be convert based on selected Currency in (Column L). 2. If you choose "Partial Conversion" then Column BA (AMOUNT) only will be converted based on selected currency (Column L) and Column BB (TAXES) value (INR) will be added to the converted values.
Note on K344: gepadmin: 1. If you choose "Full Conversion" then Column BA (AMOUNT) and Column BB (TAXES) BOTH values will be convert based on selected Currency in (Column L). 2. If you choose "Partial Conversion" then Column BA (AMOUNT) only will be converted based on selected currency (Column L) and Column BB (TAXES) value (INR) will be added to the converted values.
Note on K345: gepadmin: 1. If you choose "Full Conversion" then Column BA (AMOUNT) and Column BB (TAXES) BOTH values will be convert based on selected Currency in (Column L). 2. If you choose "Partial Conversion" then Column BA (AMOUNT) only will be converted based on selected currency (Column L) and Column BB (TAXES) value (INR) will be added to the converted values.
Note on K346: gepadmin: 1. If you choose "Full Conversion" then Column BA (AMOUNT) and Column BB (TAXES) BOTH values will be convert based on selected Currency in (Column L). 2. If you choose "Partial Conversion" then Column BA (AMOUNT) only will be converted based on selected currency (Column L) and Column BB (TAXES) value (INR) will be added to the converted values.
Note on K347: gepadmin: 1. If you choose "Full Conversion" then Column BA (AMOUNT) and Column BB (TAXES) BOTH values will be convert based on selected Currency in (Column L). 2. If you choose "Partial Conversion" then Column BA (AMOUNT) only will be converted based on selected currency (Column L) and Column BB (TAXES) value (INR) will be added to the converted values.
Note on K348: gepadmin: 1. If you choose "Full Conversion" then Column BA (AMOUNT) and Column BB (TAXES) BOTH values will be convert based on selected Currency in (Column L). 2. If you choose "Partial Conversion" then Column BA (AMOUNT) only will be converted based on selected currency (Column L) and Column BB (TAXES) value (INR) will be added to the converted values.
Note on K349: gepadmin: 1. If you choose "Full Conversion" then Column BA (AMOUNT) and Column BB (TAXES) BOTH values will be convert based on selected Currency in (Column L). 2. If you choose "Partial Conversion" then Column BA (AMOUNT) only will be converted based on selected currency (Column L) and Column BB (TAXES) value (INR) will be added to the converted values.
Note on K350: gepadmin: 1. If you choose "Full Conversion" then Column BA (AMOUNT) and Column BB (TAXES) BOTH values will be convert based on selected Currency in (Column L). 2. If you choose "Partial Conversion" then Column BA (AMOUNT) only will be converted based on selected currency (Column L) and Column BB (TAXES) value (INR) will be added to the converted values.
Note on K351: gepadmin: 1. If you choose "Full Conversion" then Column BA (AMOUNT) and Column BB (TAXES) BOTH values will be convert based on selected Currency in (Column L). 2. If you choose "Partial Conversion" then Column BA (AMOUNT) only will be converted based on selected currency (Column L) and Column BB (TAXES) value (INR) will be added to the converted values.
Note on K352: gepadmin: 1. If you choose "Full Conversion" then Column BA (AMOUNT) and Column BB (TAXES) BOTH values will be convert based on selected Currency in (Column L). 2. If you choose "Partial Conversion" then Column BA (AMOUNT) only will be converted based on selected currency (Column L) and Column BB (TAXES) value (INR) will be added to the converted values.
Note on K353: gepadmin: 1. If you choose "Full Conversion" then Column BA (AMOUNT) and Column BB (TAXES) BOTH values will be convert based on selected Currency in (Column L). 2. If you choose "Partial Conversion" then Column BA (AMOUNT) only will be converted based on selected currency (Column L) and Column BB (TAXES) value (INR) will be added to the converted values.
Note on K354: gepadmin: 1. If you choose "Full Conversion" then Column BA (AMOUNT) and Column BB (TAXES) BOTH values will be convert based on selected Currency in (Column L). 2. If you choose "Partial Conversion" then Column BA (AMOUNT) only will be converted based on selected currency (Column L) and Column BB (TAXES) value (INR) will be added to the converted values.
Note on K355: gepadmin: 1. If you choose "Full Conversion" then Column BA (AMOUNT) and Column BB (TAXES) BOTH values will be convert based on selected Currency in (Column L). 2. If you choose "Partial Conversion" then Column BA (AMOUNT) only will be converted based on selected currency (Column L) and Column BB (TAXES) value (INR) will be added to the converted values.
Note on K356: gepadmin: 1. If you choose "Full Conversion" then Column BA (AMOUNT) and Column BB (TAXES) BOTH values will be convert based on selected Currency in (Column L). 2. If you choose "Partial Conversion" then Column BA (AMOUNT) only will be converted based on selected currency (Column L) and Column BB (TAXES) value (INR) will be added to the converted values.
Note on K357: gepadmin: 1. If you choose "Full Conversion" then Column BA (AMOUNT) and Column BB (TAXES) BOTH values will be convert based on selected Currency in (Column L). 2. If you choose "Partial Conversion" then Column BA (AMOUNT) only will be converted based on selected currency (Column L) and Column BB (TAXES) value (INR) will be added to the converted values.
Note on K358: gepadmin: 1. If you choose "Full Conversion" then Column BA (AMOUNT) and Column BB (TAXES) BOTH values will be convert based on selected Currency in (Column L). 2. If you choose "Partial Conversion" then Column BA (AMOUNT) only will be converted based on selected currency (Column L) and Column BB (TAXES) value (INR) will be added to the converted values.
Note on K359: gepadmin: 1. If you choose "Full Conversion" then Column BA (AMOUNT) and Column BB (TAXES) BOTH values will be convert based on selected Currency in (Column L). 2. If you choose "Partial Conversion" then Column BA (AMOUNT) only will be converted based on selected currency (Column L) and Column BB (TAXES) value (INR) will be added to the converted values.
Note on K360: gepadmin: 1. If you choose "Full Conversion" then Column BA (AMOUNT) and Column BB (TAXES) BOTH values will be convert based on selected Currency in (Column L). 2. If you choose "Partial Conversion" then Column BA (AMOUNT) only will be converted based on selected currency (Column L) and Column BB (TAXES) value (INR) will be added to the converted values.
Note on K361: gepadmin: 1. If you choose "Full Conversion" then Column BA (AMOUNT) and Column BB (TAXES) BOTH values will be convert based on selected Currency in (Column L). 2. If you choose "Partial Conversion" then Column BA (AMOUNT) only will be converted based on selected currency (Column L) and Column BB (TAXES) value (INR) will be added to the converted values.
Note on K362: gepadmin: 1. If you choose "Full Conversion" then Column BA (AMOUNT) and Column BB (TAXES) BOTH values will be convert based on selected Currency in (Column L). 2. If you choose "Partial Conversion" then Column BA (AMOUNT) only will be converted based on selected currency (Column L) and Column BB (TAXES) value (INR) will be added to the converted values.
Note on K363: gepadmin: 1. If you choose "Full Conversion" then Column BA (AMOUNT) and Column BB (TAXES) BOTH values will be convert based on selected Currency in (Column L). 2. If you choose "Partial Conversion" then Column BA (AMOUNT) only will be converted based on selected currency (Column L) and Column BB (TAXES) value (INR) will be added to the converted values.
Note on K364: gepadmin: 1. If you choose "Full Conversion" then Column BA (AMOUNT) and Column BB (TAXES) BOTH values will be convert based on selected Currency in (Column L). 2. If you choose "Partial Conversion" then Column BA (AMOUNT) only will be converted based on selected currency (Column L) and Column BB (TAXES) value (INR) will be added to the converted values.
Note on K365: gepadmin: 1. If you choose "Full Conversion" then Column BA (AMOUNT) and Column BB (TAXES) BOTH values will be convert based on selected Currency in (Column L). 2. If you choose "Partial Conversion" then Column BA (AMOUNT) only will be converted based on selected currency (Column L) and Column BB (TAXES) value (INR) will be added to the converted values.
Note on K370: gepadmin: 1. If you choose "Full Conversion" then Column BA (AMOUNT) and Column BB (TAXES) BOTH values will be convert based on selected Currency in (Column L). 2. If you choose "Partial Conversion" then Column BA (AMOUNT) only will be converted based on selected currency (Column L) and Column BB (TAXES) value (INR) will be added to the converted values.
Note on K371: gepadmin: 1. If you choose "Full Conversion" then Column BA (AMOUNT) and Column BB (TAXES) BOTH values will be convert based on selected Currency in (Column L). 2. If you choose "Partial Conversion" then Column BA (AMOUNT) only will be converted based on selected currency (Column L) and Column BB (TAXES) value (INR) will be added to the converted values.
Note on K372: gepadmin: 1. If you choose "Full Conversion" then Column BA (AMOUNT) and Column BB (TAXES) BOTH values will be convert based on selected Currency in (Column L). 2. If you choose "Partial Conversion" then Column BA (AMOUNT) only will be converted based on selected currency (Column L) and Column BB (TAXES) value (INR) will be added to the converted values.
Note on K373: gepadmin: 1. If you choose "Full Conversion" then Column BA (AMOUNT) and Column BB (TAXES) BOTH values will be convert based on selected Currency in (Column L). 2. If you choose "Partial Conversion" then Column BA (AMOUNT) only will be converted based on selected currency (Column L) and Column BB (TAXES) value (INR) will be added to the converted values.
Note on K374: gepadmin: 1. If you choose "Full Conversion" then Column BA (AMOUNT) and Column BB (TAXES) BOTH values will be convert based on selected Currency in (Column L). 2. If you choose "Partial Conversion" then Column BA (AMOUNT) only will be converted based on selected currency (Column L) and Column BB (TAXES) value (INR) will be added to the converted values.
Note on K375: gepadmin: 1. If you choose "Full Conversion" then Column BA (AMOUNT) and Column BB (TAXES) BOTH values will be convert based on selected Currency in (Column L). 2. If you choose "Partial Conversion" then Column BA (AMOUNT) only will be converted based on selected currency (Column L) and Column BB (TAXES) value (INR) will be added to the converted values.
Note on K376: gepadmin: 1. If you choose "Full Conversion" then Column BA (AMOUNT) and Column BB (TAXES) BOTH values will be convert based on selected Currency in (Column L). 2. If you choose "Partial Conversion" then Column BA (AMOUNT) only will be converted based on selected currency (Column L) and Column BB (TAXES) value (INR) will be added to the converted values.
Note on K377: gepadmin: 1. If you choose "Full Conversion" then Column BA (AMOUNT) and Column BB (TAXES) BOTH values will be convert based on selected Currency in (Column L). 2. If you choose "Partial Conversion" then Column BA (AMOUNT) only will be converted based on selected currency (Column L) and Column BB (TAXES) value (INR) will be added to the converted values.
Note on K378: gepadmin: 1. If you choose "Full Conversion" then Column BA (AMOUNT) and Column BB (TAXES) BOTH values will be convert based on selected Currency in (Column L). 2. If you choose "Partial Conversion" then Column BA (AMOUNT) only will be converted based on selected currency (Column L) and Column BB (TAXES) value (INR) will be added to the converted values.
Note on K379: gepadmin: 1. If you choose "Full Conversion" then Column BA (AMOUNT) and Column BB (TAXES) BOTH values will be convert based on selected Currency in (Column L). 2. If you choose "Partial Conversion" then Column BA (AMOUNT) only will be converted based on selected currency (Column L) and Column BB (TAXES) value (INR) will be added to the converted values.
Note on K380: gepadmin: 1. If you choose "Full Conversion" then Column BA (AMOUNT) and Column BB (TAXES) BOTH values will be convert based on selected Currency in (Column L). 2. If you choose "Partial Conversion" then Column BA (AMOUNT) only will be converted based on selected currency (Column L) and Column BB (TAXES) value (INR) will be added to the converted values.
Note on K381: gepadmin: 1. If you choose "Full Conversion" then Column BA (AMOUNT) and Column BB (TAXES) BOTH values will be convert based on selected Currency in (Column L). 2. If you choose "Partial Conversion" then Column BA (AMOUNT) only will be converted based on selected currency (Column L) and Column BB (TAXES) value (INR) will be added to the converted values.
Note on K382: gepadmin: 1. If you choose "Full Conversion" then Column BA (AMOUNT) and Column BB (TAXES) BOTH values will be convert based on selected Currency in (Column L). 2. If you choose "Partial Conversion" then Column BA (AMOUNT) only will be converted based on selected currency (Column L) and Column BB (TAXES) value (INR) will be added to the converted values.
Note on K383: gepadmin: 1. If you choose "Full Conversion" then Column BA (AMOUNT) and Column BB (TAXES) BOTH values will be convert based on selected Currency in (Column L). 2. If you choose "Partial Conversion" then Column BA (AMOUNT) only will be converted based on selected currency (Column L) and Column BB (TAXES) value (INR) will be added to the converted values.
Note on K384: gepadmin: 1. If you choose "Full Conversion" then Column BA (AMOUNT) and Column BB (TAXES) BOTH values will be convert based on selected Currency in (Column L). 2. If you choose "Partial Conversion" then Column BA (AMOUNT) only will be converted based on selected currency (Column L) and Column BB (TAXES) value (INR) will be added to the converted values.
Note on K385: gepadmin: 1. If you choose "Full Conversion" then Column BA (AMOUNT) and Column BB (TAXES) BOTH values will be convert based on selected Currency in (Column L). 2. If you choose "Partial Conversion" then Column BA (AMOUNT) only will be converted based on selected currency (Column L) and Column BB (TAXES) value (INR) will be added to the converted values.
Note on K386: gepadmin: 1. If you choose "Full Conversion" then Column BA (AMOUNT) and Column BB (TAXES) BOTH values will be convert based on selected Currency in (Column L). 2. If you choose "Partial Conversion" then Column BA (AMOUNT) only will be converted based on selected currency (Column L) and Column BB (TAXES) value (INR) will be added to the converted values.
Note on K387: gepadmin: 1. If you choose "Full Conversion" then Column BA (AMOUNT) and Column BB (TAXES) BOTH values will be convert based on selected Currency in (Column L). 2. If you choose "Partial Conversion" then Column BA (AMOUNT) only will be converted based on selected currency (Column L) and Column BB (TAXES) value (INR) will be added to the converted values.
Note on K388: gepadmin: 1. If you choose "Full Conversion" then Column BA (AMOUNT) and Column BB (TAXES) BOTH values will be convert based on selected Currency in (Column L). 2. If you choose "Partial Conversion" then Column BA (AMOUNT) only will be converted based on selected currency (Column L) and Column BB (TAXES) value (INR) will be added to the converted values.
Note on K389: gepadmin: 1. If you choose "Full Conversion" then Column BA (AMOUNT) and Column BB (TAXES) BOTH values will be convert based on selected Currency in (Column L). 2. If you choose "Partial Conversion" then Column BA (AMOUNT) only will be converted based on selected currency (Column L) and Column BB (TAXES) value (INR) will be added to the converted values.
Note on K390: gepadmin: 1. If you choose "Full Conversion" then Column BA (AMOUNT) and Column BB (TAXES) BOTH values will be convert based on selected Currency in (Column L). 2. If you choose "Partial Conversion" then Column BA (AMOUNT) only will be converted based on selected currency (Column L) and Column BB (TAXES) value (INR) will be added to the converted values.
Note on K391: gepadmin: 1. If you choose "Full Conversion" then Column BA (AMOUNT) and Column BB (TAXES) BOTH values will be convert based on selected Currency in (Column L). 2. If you choose "Partial Conversion" then Column BA (AMOUNT) only will be converted based on selected currency (Column L) and Column BB (TAXES) value (INR) will be added to the converted values.
Note on K392: gepadmin: 1. If you choose "Full Conversion" then Column BA (AMOUNT) and Column BB (TAXES) BOTH values will be convert based on selected Currency in (Column L). 2. If you choose "Partial Conversion" then Column BA (AMOUNT) only will be converted based on selected currency (Column L) and Column BB (TAXES) value (INR) will be added to the converted values.
Note on K393: gepadmin: 1. If you choose "Full Conversion" then Column BA (AMOUNT) and Column BB (TAXES) BOTH values will be convert based on selected Currency in (Column L). 2. If you choose "Partial Conversion" then Column BA (AMOUNT) only will be converted based on selected currency (Column L) and Column BB (TAXES) value (INR) will be added to the converted values.
Note on K394: gepadmin: 1. If you choose "Full Conversion" then Column BA (AMOUNT) and Column BB (TAXES) BOTH values will be convert based on selected Currency in (Column L). 2. If you choose "Partial Conversion" then Column BA (AMOUNT) only will be converted based on selected currency (Column L) and Column BB (TAXES) value (INR) will be added to the converted values.
Note on K395: gepadmin: 1. If you choose "Full Conversion" then Column BA (AMOUNT) and Column BB (TAXES) BOTH values will be convert based on selected Currency in (Column L). 2. If you choose "Partial Conversion" then Column BA (AMOUNT) only will be converted based on selected currency (Column L) and Column BB (TAXES) value (INR) will be added to the converted values.
Note on K396: gepadmin: 1. If you choose "Full Conversion" then Column BA (AMOUNT) and Column BB (TAXES) BOTH values will be convert based on selected Currency in (Column L). 2. If you choose "Partial Conversion" then Column BA (AMOUNT) only will be converted based on selected currency (Column L) and Column BB (TAXES) value (INR) will be added to the converted values.
Note on K397: gepadmin: 1. If you choose "Full Conversion" then Column BA (AMOUNT) and Column BB (TAXES) BOTH values will be convert based on selected Currency in (Column L). 2. If you choose "Partial Conversion" then Column BA (AMOUNT) only will be converted based on selected currency (Column L) and Column BB (TAXES) value (INR) will be added to the converted values.
Note on K398: gepadmin: 1. If you choose "Full Conversion" then Column BA (AMOUNT) and Column BB (TAXES) BOTH values will be convert based on selected Currency in (Column L). 2. If you choose "Partial Conversion" then Column BA (AMOUNT) only will be converted based on selected currency (Column L) and Column BB (TAXES) value (INR) will be added to the converted values.
Note on K399: gepadmin: 1. If you choose "Full Conversion" then Column BA (AMOUNT) and Column BB (TAXES) BOTH values will be convert based on selected Currency in (Column L). 2. If you choose "Partial Conversion" then Column BA (AMOUNT) only will be converted based on selected currency (Column L) and Column BB (TAXES) value (INR) will be added to the converted values.
Note on K400: gepadmin: 1. If you choose "Full Conversion" then Column BA (AMOUNT) and Column BB (TAXES) BOTH values will be convert based on selected Currency in (Column L). 2. If you choose "Partial Conversion" then Column BA (AMOUNT) only will be converted based on selected currency (Column L) and Column BB (TAXES) value (INR) will be added to the converted values.
Note on K401: gepadmin: 1. If you choose "Full Conversion" then Column BA (AMOUNT) and Column BB (TAXES) BOTH values will be convert based on selected Currency in (Column L). 2. If you choose "Partial Conversion" then Column BA (AMOUNT) only will be converted based on selected currency (Column L) and Column BB (TAXES) value (INR) will be added to the converted values.
Note on K402: gepadmin: 1. If you choose "Full Conversion" then Column BA (AMOUNT) and Column BB (TAXES) BOTH values will be convert based on selected Currency in (Column L). 2. If you choose "Partial Conversion" then Column BA (AMOUNT) only will be converted based on selected currency (Column L) and Column BB (TAXES) value (INR) will be added to the converted values.
Validate
Print
Help

## Macros
Please Enable Macros to View BoQ information