## BoQ1 (hidden)
Percentage BoQ
BoQ_Ver3.1 | Percentage | Normal | INR Only | INR
Select, At Par, Excess (+), Less (-) |  | IOCL
Tender Inviting Authority: DOIP, IIT Kanpur
Name of Work: Renovation of various Type 1 houses (SH: Civil \& Electrical)
NIT No: Composite/16/08/2023-1
Name of the Bidder/ Bidding Firm / Company :
PRICE SCHEDULE (This BOQ template must not be modified/replaced by the bidder and the same should be uploaded after filling the relevant columns, else the bidder is liable to be rejected for this tender. Bidders are allowed to enter the Bidder Name and Values only )
NUMBER # | TEXT # | TEXT # | NUMBER # | TEXT # | NUMBER | NUMBER | TEXT | TEXT # | NUMBER # | TEXT# | TEXT # | NUMBER # | NUMBER | NUMBER | NUMBER | NUMBER | TEXT | TEXT | NUMBER | NUMBER | NUMBER | NUMBER | TEXT | TEXT | NUMBER | NUMBER | NUMBER | NUMBER | TEXT | TEXT | NUMBER | NUMBER | NUMBER | NUMBER | TEXT | TEXT | NUMBER | NUMBER | NUMBER | NUMBER | TEXT | TEXT | NUMBER | NUMBER | NUMBER # | NUMBER # | TEXT | TEXT | NUMBER # | NUMBER # | DATE | NUMBER # | NUMBER # | TEXT #
Sl. No. | Item Description | Item Code / Make | Quantity | Units | Estimated Rate in Rs. P |  |  | Addition / Deduction | Addition / Deduction Values | Currency Convertion against each Item | Quoted Currency in INR / Other Currency | BASIC RATE In Figures To be entered by the Bidder Rs. P | Excise Duty | VAT | Freight Charges ( Unloading & Stacking) | Any Other Taxes/Duties/Levies |  |  | Other Taxes 2 | IIIrd Party i.e DGS&D / RITES etc Inspection Charges @0.34%+Service Tax | Less for Cenvat Credit,if any respect of Supplies Under full Excise Duty Category | [30 empty] | TOTAL AMOUNT in Rs. P | TOTAL AMOUNT With Taxes | TOTAL AMOUNT In Words
1 | 2 | 3 | 4 | 5 | 6 | 7 | 8 | 9 | 10 | 11 | 12 | 13 | 14 | 15 | 16 | 17 | 18 | 19 | 20 | 21 | 22 | 23 | 24 | 25 | 26 | 27 | 28 | 29 | 30 | 31 | 32 | 33 | 34 | 35 | 36 | 37 | 38 | 39 | 40 | 41 | 42 | 43 | 44 | 45 | 46 | 47 | 48 | 49 | 50 | 51 | 52 | 7 | 54 | 8
1 | Component | [53 empty] | 1 | Component
1.01 | EARTH WORK | item no.1 | [52 empty] | 1.01 | EARTH WORK | item no.1 |  |  | Construction of chamber for 100mm sluices valve | item3 | 10 | Nos
1.02 | Excavating holes more than 0.10 cum & upto 0.5 cum including getting out the excavated soil, then returning the soil as required in layers not exceeding 20cm in depth, including consolidating each deposited layer by ramming, watering etc, disposing of surplus excavated soil, as directed within a lead of 50 m and lift upto 1.5 m. | item no.2 | [52 empty] | 1.02 | Excavating holes more than 0.10 cum & upto 0.5 cum including getting out the excavated soil, then returning the soil as required in layers not exceeding 20cm in depth, including consolidating each deposited layer by ramming, watering etc, disposing of surplus excavated soil, as directed within a lead of 50 m and lift upto 1.5 m. | item no.2
1.03 | All kinds of soil | item no.3 | 2 | each | 78.83 |  |  | Excess(+) | 1 | Full Conversion | INR | [40 empty] | #VALUE! | #VALUE! | #VALUE! | 1.03 | All kinds of soil | item no.3 | 2 | each | Supplying, Conveying and fixing spls. Including eart | item1 | 123.223 | Nos
1.04 | CEMENT CONCRETE (CAST IN SITU) | item no.4 | [52 empty] | 1.04 | CEMENT CONCRETE (CAST IN SITU) | item no.4 |  |  | Supplying, Conveying and fixing spls. Including ea | item4 | 10 | Nos
1.05 | Providing and laying in position cement concrete of specified grade excluding the cost of centering and shuttering - All work up to plinth level : | item no.5 | [52 empty] | 1.05 | Providing and laying in position cement concrete of specified grade excluding the cost of centering and shuttering - All work up to plinth level : | item no.5 |  |  | Construction of chamber for 100mm sluice plates | item2 | 213 | Nos
1.06 | 1:2:4 (1 cement : 2 coarse sand (zone-III) derived from natural sources : 4 graded stone aggregate 20 mm nominal size derived from natural sources) | item no.6 | 1.35 | cum | 6457.83 |  |  | Excess(+) | 1 | Full Conversion | INR | [40 empty] | #VALUE! | #VALUE! | #VALUE! | 1.06 | 1:2:4 (1 cement : 2 coarse sand (zone-III) derived from natural sources : 4 graded stone aggregate 20 mm nominal size derived from natural sources) | item no.6 | 1.35 | cum
1.07 | Making plinth protection 50mm thick of cement concrete 1:3:6 (1 cement : 3 coarse sand (zone-III) derived from natural sources : 6 graded stone aggregate 20 mm nominal size derived from natural sources) over 75mm thick bed of dry brick ballast 40 mm nominal size, well rammed and consolidated and grouted with fine sand, including necessary excavation, levelling & dressing & finishing the top smooth. | item no.7 | 0.75 | sqm | 597.68 |  |  | Excess(+) | 1 | Full Conversion | INR | [40 empty] | #VALUE! | #VALUE! | #VALUE! | 1.07 | Making plinth protection 50mm thick of cement concrete 1:3:6 (1 cement : 3 coarse sand (zone-III) derived from natural sources : 6 graded stone aggregate 20 mm nominal size derived from natural sources) over 75mm thick bed of dry brick ballast 40 mm nominal size, well rammed and consolidated and grouted with fine sand, including necessary excavation, levelling & dressing & finishing the top smooth. | item no.7 | 0.75 | sqm
1.08 | REINFORCED CEMENT CONCRETE | item no.8 | [52 empty] | 1.08 | REINFORCED CEMENT CONCRETE | item no.8
1.09 | Providing and laying in position specified grade of reinforced cement concrete, excluding the cost of centering, shuttering, finishing and reinforcement - All work up to plinth level : | item no.9 | [52 empty] | 1.09 | Providing and laying in position specified grade of reinforced cement concrete, excluding the cost of centering, shuttering, finishing and reinforcement - All work up to plinth level : | item no.9
1.1 | 1:1.5:3 (1 cement : 1.5 coarse sand (zone-III) derived from natural sources : 3 graded stone aggregate 20 mm nominal size de rived from natural sources) | item no.10 | 0.3 | cum | 7333.8 |  |  | Excess(+) | 1 | Full Conversion | INR | [40 empty] | #VALUE! | #VALUE! | #VALUE! | 1.1 | 1:1.5:3 (1 cement : 1.5 coarse sand (zone-III) derived from natural sources : 3 graded stone aggregate 20 mm nominal size de rived from natural sources) | item no.10 | 0.3 | cum
1.11 | Reinforced cement concrete work in beams, suspended floors, roofs having slope up to 15° landings, balconies, shelves, chajjas, lintels, bands, plain window sills, staircases and spiral stair cases above plinth level up to floor five level, excluding the cost of centering, shuttering, finishing and reinforcement with 1:1.5:3 (1 cement : 1.5 coarse sand(zone-III) derived from natural sources : 3 graded stone aggregate 20 mm nominal size derived from natural sources). | item no.11 | 0.2 | cum | 9398.77 |  |  | Excess(+) | 1 | Full Conversion | INR | [40 empty] | #VALUE! | #VALUE! | #VALUE! | 1.11 | Reinforced cement concrete work in beams, suspended floors, roofs having slope up to 15° landings, balconies, shelves, chajjas, lintels, bands, plain window sills, staircases and spiral stair cases above plinth level up to floor five level, excluding the cost of centering, shuttering, finishing and reinforcement with 1:1.5:3 (1 cement : 1.5 coarse sand(zone-III) derived from natural sources : 3 graded stone aggregate 20 mm nominal size derived from natural sources). | item no.11 | 0.2 | cum
1.12 | Centering and shuttering including strutting, propping etc. and removal of form for | item no.12 | [52 empty] | 1.12 | Centering and shuttering including strutting, propping etc. and removal of form for | item no.12
1.13 | Shelves (Cast in situ) | item no.13 | 6.2 | sqm | 672.12 |  |  | Excess(+) | 1 | Full Conversion | INR | [40 empty] | #VALUE! | #VALUE! | #VALUE! | 1.13 | Shelves (Cast in situ) | item no.13 | 6.2 | sqm
1.14 | Lintels, beams, plinth beams, girders, bressumers and cantilevers | item no.14 | 1 | sqm | 533.41 |  |  | Excess(+) | 1 | Full Conversion | INR | [40 empty] | #VALUE! | #VALUE! | #VALUE! | 1.14 | Lintels, beams, plinth beams, girders, bressumers and cantilevers | item no.14 | 1 | sqm
1.15 | Steel reinforcement for R.C.C. work including straightening, cutting, bending, placing in position and binding all complete above plinth level. | item no.15 | [52 empty] | 1.15 | Steel reinforcement for R.C.C. work including straightening, cutting, bending, placing in position and binding all complete above plinth level. | item no.15
1.16 | Thermo-Mechanically Treated bars of grade Fe-500D or more. | item no.16 | 123 | kg | 78.61 |  |  | Excess(+) | 1 | Full Conversion | INR | [40 empty] | #VALUE! | #VALUE! | #VALUE! | 1.16 | Thermo-Mechanically Treated bars of grade Fe-500D or more. | item no.16 | 123 | kg
1.17 | MASONRY WORK | item no.17 | [52 empty] | 1.17 | MASONRY WORK | item no.17
1.18 | Brick work with common burnt clay F.P.S. (non modular) bricks of class designation 7.5 in superstructure above plinth level up to floor V level in all shapes and sizes in : | item no.18 | [52 empty] | 1.18 | Brick work with common burnt clay F.P.S. (non modular) bricks of class designation 7.5 in superstructure above plinth level up to floor V level in all shapes and sizes in : | item no.18
1.19 | Cement mortar 1:6 (1 cement : 6 coarse sand) | item no.19 | 1.15 | cum | 7267.3 |  |  | Excess(+) | 1 | Full Conversion | INR | [40 empty] | #VALUE! | #VALUE! | #VALUE! | 1.19 | Cement mortar 1:6 (1 cement : 6 coarse sand) | item no.19 | 1.15 | cum
1.2 | Half brick masonry with common burnt clay F.P.S. (non modular) bricks of class designation 7.5 in superstructure above plinth level up to floor V level. | item no.20 | [52 empty] | 1.2 | Half brick masonry with common burnt clay F.P.S. (non modular) bricks of class designation 7.5 in superstructure above plinth level up to floor V level. | item no.20
1.21 | Cement mortar 1:4 (1 cement :4 coarse sand) | item no.21 | 6.1 | sqm | 892.63 |  |  | Excess(+) | 1 | Full Conversion | INR | [40 empty] | #VALUE! | #VALUE! | #VALUE! | 1.21 | Cement mortar 1:4 (1 cement :4 coarse sand) | item no.21 | 6.1 | sqm
1.22 | Brick edging 7cm wide 11.4 cm deep to plinth protection with common burnt clay F.P.S. (non modular) bricks of class designation 7.5 including grouting with cement mortar 1:4 (1 cement : 4 fine sand). | item no.22 | 1.2 | metre | 48.93 |  |  | Excess(+) | 1 | Full Conversion | INR | [40 empty] | #VALUE! | #VALUE! | #VALUE! | 1.22 | Brick edging 7cm wide 11.4 cm deep to plinth protection with common burnt clay F.P.S. (non modular) bricks of class designation 7.5 including grouting with cement mortar 1:4 (1 cement : 4 fine sand). | item no.22 | 1.2 | metre
1.23 | CLADDING WORK | item no.23 | [52 empty] | 1.23 | CLADDING WORK | item no.23
1.24 | Providing and fixing 18 mm thick gang saw cut, mirror polished, premoulded and prepolished, machine cut for kitchen platforms, vanity counters, window sills, facias and similar locations of required size, approved shade, colour and texture laid over 20 mm thick base cement mortar 1:4 (1 cement : 4 coarse sand), joints treated with white cement, mixed with matching pigment, epoxy touch ups, including rubbing, curing, moulding and polishing to edges to give high gloss finish etc. complete at all levels. | item no.24 | [52 empty] | 1.24 | Providing and fixing 18 mm thick gang saw cut, mirror polished, premoulded and prepolished, machine cut for kitchen platforms, vanity counters, window sills, facias and similar locations of required size, approved shade, colour and texture laid over 20 mm thick base cement mortar 1:4 (1 cement : 4 coarse sand), joints treated with white cement, mixed with matching pigment, epoxy touch ups, including rubbing, curing, moulding and polishing to edges to give high gloss finish etc. complete at all levels. | item no.24
1.25 | Raj Nagar Plain white marble/ Udaipur green marble/ Zebra black marble | item no.25 | [52 empty] | 1.25 | Raj Nagar Plain white marble/ Udaipur green marble/ Zebra black marble | item no.25
1.26 | Area of slab over 0.50 sqm | item no.26 | 4.8 | sqm | 2314.29 |  |  | Excess(+) | 1 | Full Conversion | INR | [40 empty] | #VALUE! | #VALUE! | #VALUE! | 1.26 | Area of slab over 0.50 sqm | item no.26 | 4.8 | sqm
1.27 | Extra for providing opening of required size & shape for wash basin/ kitchen sink in kitchen platform, vanity counter and similar location in marble/ Granite/ stone work, including necessary holes for pillar taps etc. including moulding, rubbing and polishing of cut edges etc. complete. | item no.27 | 1 | each | 708.59 |  |  | Excess(+) | 1 | Full Conversion | INR | [40 empty] | #VALUE! | #VALUE! | #VALUE! | 1.27 | Extra for providing opening of required size & shape for wash basin/ kitchen sink in kitchen platform, vanity counter and similar location in marble/ Granite/ stone work, including necessary holes for pillar taps etc. including moulding, rubbing and polishing of cut edges etc. complete. | item no.27 | 1 | each
1.28 | Providing and fixing Ist quality ceramic glazed wall tiles conforming to IS: 15622 (thickness to be specified by the manufacturer), of approved make, in all colours, shades except burgundy, bottle green, black of any size as approved by Engineer-in-Charge, in skirting, risers of steps and dados, over 12 mm thick bed of cement mortar 1:3 (1 cement : 3 coarse sand) and jointing with grey cement slurry @ 3.3kg per sqm, including pointing in white cement mixed with pigment of matching shade complete. | item no.28 | 55.2 | sqm | 932.44 |  |  | Excess(+) | 1 | Full Conversion | INR | [40 empty] | #VALUE! | #VALUE! | #VALUE! | 1.28 | Providing and fixing Ist quality ceramic glazed wall tiles conforming to IS: 15622 (thickness to be specified by the manufacturer), of approved make, in all colours, shades except burgundy, bottle green, black of any size as approved by Engineer-in-Charge, in skirting, risers of steps and dados, over 12 mm thick bed of cement mortar 1:3 (1 cement : 3 coarse sand) and jointing with grey cement slurry @ 3.3kg per sqm, including pointing in white cement mixed with pigment of matching shade complete. | item no.28 | 55.2 | sqm
1.29 | WOOD AND P. V. C. WORK | item no.29 | [52 empty] | 1.29 | WOOD AND P. V. C. WORK | item no.29
1.3 | Providing wood work in frames of doors, windows, clerestory windows and other frames, wrought framed and fixed in position with hold fast lugs or with dash fasteners of required dia & length (hold fast lugs or dash fastener shall be paid for separately). | item no.30 | [52 empty] | 1.3 | Providing wood work in frames of doors, windows, clerestory windows and other frames, wrought framed and fixed in position with hold fast lugs or with dash fasteners of required dia & length (hold fast lugs or dash fastener shall be paid for separately). | item no.30
1.31 | Sal wood | item no.31 | 0.04 | cum | 93573.74 |  |  | Excess(+) | 1 | Full Conversion | INR | [40 empty] | #VALUE! | #VALUE! | #VALUE! | 1.31 | Sal wood | item no.31 | 0.04 | cum
1.32 | Providing and fixing glazed shutters for doors, windows and clerestory windows using 4 mm thick float glass panes, including ISI marked M.S. pressed butt hinges bright finished of required size with necessary screws. | item no.32 | [52 empty] | 1.32 | Providing and fixing glazed shutters for doors, windows and clerestory windows using 4 mm thick float glass panes, including ISI marked M.S. pressed butt hinges bright finished of required size with necessary screws. | item no.32
1.33 | Second class teak wood | item no.33 | [52 empty] | 1.33 | Second class teak wood | item no.33
1.34 | 35 mm thick | item no.34 | 4.4 | sqm | 3909.16 |  |  | Excess(+) | 1 | Full Conversion | INR | [40 empty] | #VALUE! | #VALUE! | #VALUE! | 1.34 | 35 mm thick | item no.34 | 4.4 | sqm
1.35 | Extra for providing frosted glass panes 4 mm thick instead of ordinary float glass panes 4 mm thick in doors, windows and clerestory window shutters. (Area of opening for glass panes excluding portion inside rebate shall be measured). | item no.35 | 1.35 | sqm | 130.21 |  |  | Excess(+) | 1 | Full Conversion | INR | [40 empty] | #VALUE! | #VALUE! | #VALUE! | 1.35 | Extra for providing frosted glass panes 4 mm thick instead of ordinary float glass panes 4 mm thick in doors, windows and clerestory window shutters. (Area of opening for glass panes excluding portion inside rebate shall be measured). | item no.35 | 1.35 | sqm
1.36 | Providing and fixing M.S. grills of required pattern in frames of windows etc. with M.S. flats, square or round bars etc. including priming coat with approved steel primer all complete. | item no.36 | [52 empty] | 1.36 | Providing and fixing M.S. grills of required pattern in frames of windows etc. with M.S. flats, square or round bars etc. including priming coat with approved steel primer all complete. | item no.36
1.37 | Fixed to steel windows by welding | item no.37 | 123 | kg | 158.7 |  |  | Excess(+) | 1 | Full Conversion | INR | [40 empty] | #VALUE! | #VALUE! | #VALUE! | 1.37 | Fixed to steel windows by welding | item no.37 | 123 | kg
1.38 | Providing and fixing hard drawn steel wire fabric 75x25 mm mesh of weight not less than 7.75 Kg per sqm to window frames etc. including 62x19 mm beading of second class teak wood and priming coat with approved steel primer all complete. | item no.38 | 2 | sqm | 1301.8 |  |  | Excess(+) | 1 | Full Conversion | INR | [40 empty] | #VALUE! | #VALUE! | #VALUE! | 1.38 | Providing and fixing hard drawn steel wire fabric 75x25 mm mesh of weight not less than 7.75 Kg per sqm to window frames etc. including 62x19 mm beading of second class teak wood and priming coat with approved steel primer all complete. | item no.38 | 2 | sqm
1.39 | Providing and fixing ISI marked oxidised M.S. sliding door bolts with nuts and screws etc. complete : | item no.39 | [52 empty] | 1.39 | Providing and fixing ISI marked oxidised M.S. sliding door bolts with nuts and screws etc. complete : | item no.39
1.4 | 250x16 mm | item no.40 | 8 | each | 145.46 |  |  | Excess(+) | 1 | Full Conversion | INR | [40 empty] | #VALUE! | #VALUE! | #VALUE! | 1.4 | 250x16 mm | item no.40 | 8 | each
1.41 | Providing and fixing ISI marked oxidised M.S. tower bolt black finish, (Barrel type) with necessary screws etc. complete : | item no.41 | [52 empty] | 1.41 | Providing and fixing ISI marked oxidised M.S. tower bolt black finish, (Barrel type) with necessary screws etc. complete : | item no.41
1.42 | 200x10 mm | item no.42 | 6 | each | 53.53 |  |  | Excess(+) | 1 | Full Conversion | INR | [40 empty] | #VALUE! | #VALUE! | #VALUE! | 1.42 | 200x10 mm | item no.42 | 6 | each
1.43 | 150x10 mm | item no.43 | 17 | each | 46.51 |  |  | Excess(+) | 1 | Full Conversion | INR | [40 empty] | #VALUE! | #VALUE! | #VALUE! | 1.43 | 150x10 mm | item no.43 | 17 | each
1.44 | 100x10 mm | item no.44 | 8 | each | 34.28 |  |  | Excess(+) | 1 | Full Conversion | INR | [40 empty] | #VALUE! | #VALUE! | #VALUE! | 1.44 | 100x10 mm | item no.44 | 8 | each
1.45 | Providing and fixing ISI marked oxidised M.S. handles conforming to IS:4992 with necessary screws etc. complete : | item no.45 | [52 empty] | 1.45 | Providing and fixing ISI marked oxidised M.S. handles conforming to IS:4992 with necessary screws etc. complete : | item no.45
1.46 | 125 mm | item no.46 | 16 | each | 30.86 |  |  | Excess(+) | 1 | Full Conversion | INR | [40 empty] | #VALUE! | #VALUE! | #VALUE! | 1.46 | 125 mm | item no.46 | 16 | each
1.47 | 100 mm | item no.47 | 13 | each | 24.77 |  |  | Excess(+) | 1 | Full Conversion | INR | [40 empty] | #VALUE! | #VALUE! | #VALUE! | 1.47 | 100 mm | item no.47 | 13 | each
1.48 | Providing and fixing aluminium extruded section body tubular type universal hydraulic door closer (having brand logo with ISi, IS : 3564, embossed on the body, door weight upto 36 kg to 80 kg and door width from 701 mm to 1000 mm), with double speed adjustment with necessary accessories and screws etc. complete. | item no.48 | 3 | each | 750.81 |  |  | Excess(+) | 1 | Full Conversion | INR | [40 empty] | #VALUE! | #VALUE! | #VALUE! | 1.48 | Providing and fixing aluminium extruded section body tubular type universal hydraulic door closer (having brand logo with ISi, IS : 3564, embossed on the body, door weight upto 36 kg to 80 kg and door width from 701 mm to 1000 mm), with double speed adjustment with necessary accessories and screws etc. complete. | item no.48 | 3 | each
1.49 | Providing and fixing aluminium sliding door bolts, ISI marked anodised (anodic coating not less than grade AC 10 as per IS : 1868), transparent or dyed to required colour or shade, with nuts and screws etc. complete : | item no.49 | [52 empty] | 1.49 | Providing and fixing aluminium sliding door bolts, ISI marked anodised (anodic coating not less than grade AC 10 as per IS : 1868), transparent or dyed to required colour or shade, with nuts and screws etc. complete : | item no.49
1.5 | 250x16 mm | item no.50 | 3 | each | 205.96 |  |  | Excess(+) | 1 | Full Conversion | INR | [40 empty] | #VALUE! | #VALUE! | #VALUE! | 1.5 | 250x16 mm | item no.50 | 3 | each
1.51 | Providing and fixing aluminium tower bolts, ISI marked, anodised (anodic coating not less than grade AC 10 as per IS : 1868 ) transparent or dyed to required colour or shade, with necessary screws etc. complete : | item no.51 | [52 empty] | 1.51 | Providing and fixing aluminium tower bolts, ISI marked, anodised (anodic coating not less than grade AC 10 as per IS : 1868 ) transparent or dyed to required colour or shade, with necessary screws etc. complete : | item no.51
1.52 | 200x10 mm | item no.52 | 2 | each | 79.61 |  |  | Excess(+) | 1 | Full Conversion | INR | [40 empty] | #VALUE! | #VALUE! | #VALUE! | 1.52 | 200x10 mm | item no.52 | 2 | each
1.53 | 150x10 mm | item no.53 | 18 | each | 66.24 |  |  | Excess(+) | 1 | Full Conversion | INR | [40 empty] | #VALUE! | #VALUE! | #VALUE! | 1.53 | 150x10 mm | item no.53 | 18 | each
1.54 | 100x10 mm | item no.54 | 4 | each | 51.42 |  |  | Excess(+) | 1 | Full Conversion | INR | [40 empty] | #VALUE! | #VALUE! | #VALUE! | 1.54 | 100x10 mm | item no.54 | 4 | each
1.55 | Providing and fixing aluminium handles, ISI marked, anodised (anodic coating not less than grade AC 10 as per IS : 1868) transparent or dyed to required colour or shade, with necessary screws etc. complete : | item no.55 | [52 empty] | 1.55 | Providing and fixing aluminium handles, ISI marked, anodised (anodic coating not less than grade AC 10 as per IS : 1868) transparent or dyed to required colour or shade, with necessary screws etc. complete : | item no.55
1.56 | 125 mm | item no.56 | 2 | each | 52.65 |  |  | Excess(+) | 1 | Full Conversion | INR | [40 empty] | #VALUE! | #VALUE! | #VALUE! | 1.56 | 125 mm | item no.56 | 2 | each
1.57 | 100 mm | item no.57 | 20 | each | 46.69 |  |  | Excess(+) | 1 | Full Conversion | INR | [40 empty] | #VALUE! | #VALUE! | #VALUE! | 1.57 | 100 mm | item no.57 | 20 | each
1.58 | Providing and fixing aluminium hanging floor door stopper, ISI marked, anodised (anodic coating not less than grade AC 10 as per IS : 1868) transparent or dyed to required colour and shade, with necessary screws etc. complete. | item no.58 | [52 empty] | 1.58 | Providing and fixing aluminium hanging floor door stopper, ISI marked, anodised (anodic coating not less than grade AC 10 as per IS : 1868) transparent or dyed to required colour and shade, with necessary screws etc. complete. | item no.58
1.59 | Twin rubber stopper | item no.59 | 18 | each | 54.58 |  |  | Excess(+) | 1 | Full Conversion | INR | [40 empty] | #VALUE! | #VALUE! | #VALUE! | 1.59 | Twin rubber stopper | item no.59 | 18 | each
1.6 | Providing and fixing factory made uPVC door frame made of uPVC extruded sections having an overall dimension as below (tolerance ±1mm), with wall thickness 2.0 mm (± 0.2 mm), corners of the door frame to be Jointed with galvanized brackets and stainless steel screws, joints mitred and Plastic welded. The hinge side vertical of the frames reinforced by galvanized M.S. tube of size 19 X 19 mm and 1mm (± 0.1 mm) wall thickness and 3 nos. stainless steel hinges fixed to the frame complete as per manufacturer’s specification and direction of Engineer- in-charge | item no.60 | [52 empty] | 1.6 | Providing and fixing factory made uPVC door frame made of uPVC extruded sections having an overall dimension as below (tolerance ±1mm), with wall thickness 2.0 mm (± 0.2 mm), corners of the door frame to be Jointed with galvanized brackets and stainless steel screws, joints mitred and Plastic welded. The hinge side vertical of the frames reinforced by galvanized M.S. tube of size 19 X 19 mm and 1mm (± 0.1 mm) wall thickness and 3 nos. stainless steel hinges fixed to the frame complete as per manufacturer’s specification and direction of Engineer- in-charge | item no.60
1.61 | Extruded section profile size 48x40 mm | item no.61 | 20 | metre | 203.9 |  |  | Excess(+) | 1 | Full Conversion | INR | [40 empty] | #VALUE! | #VALUE! | #VALUE! | 1.61 | Extruded section profile size 48x40 mm | item no.61 | 20 | metre
1.62 | Providing and fixing to existing door frames. | item no.62 | [52 empty] | 1.62 | Providing and fixing to existing door frames. | item no.62
1.63 | 24 mm thick factory made PVC door shutters made of styles and rails of a uPVC hollow section of size 59x24 mm and wall thickness 2 mm (± 0.2 mm) with inbuilt edging on both sides. The styles and rails mitred and joint at the corners by means of M.S. galvanised/ plastic brackets of size 75x220 mm having wall thickness 1.0 mm and stainless steel screws. The styles of the shutter reinforced by inserting galvanised M.S. tube of size 20x20 mm and 1 mm (± 0.1 mm) wall thickness. The lock rail made up of 'H' section, a uPVC hollow section of size 100x24 mm and 2 mm (± 0.2 mm) wall thickness, fixed to the shutter styles by means of plastic/galvanised M.S. 'U' cleats. The shutter frame filled with a uPVC multi-chambered single panel of size not less than 620 mm, having over all thickness of 20 mm and 1 mm (± 0.1 mm) wall thickness. The panels filled vertically and tie bar at two places by inserting horizontally 6 mm galvanised M.S. rod and fastened with nuts and washers, complete as per manufacturer's specification and direction of Engineer-in-charge. (For W.C. and bathroom door shutter). | item no.63 | 5.4 | sqm | 1570.06 |  |  | Excess(+) | 1 | Full Conversion | INR | [40 empty] | #VALUE! | #VALUE! | #VALUE! | 1.63 | 24 mm thick factory made PVC door shutters made of styles and rails of a uPVC hollow section of size 59x24 mm and wall thickness 2 mm (± 0.2 mm) with inbuilt edging on both sides. The styles and rails mitred and joint at the corners by means of M.S. galvanised/ plastic brackets of size 75x220 mm having wall thickness 1.0 mm and stainless steel screws. The styles of the shutter reinforced by inserting galvanised M.S. tube of size 20x20 mm and 1 mm (± 0.1 mm) wall thickness. The lock rail made up of 'H' section, a uPVC hollow section of size 100x24 mm and 2 mm (± 0.2 mm) wall thickness, fixed to the shutter styles by means of plastic/galvanised M.S. 'U' cleats. The shutter frame filled with a uPVC multi-chambered single panel of size not less than 620 mm, having over all thickness of 20 mm and 1 mm (± 0.1 mm) wall thickness. The panels filled vertically and tie bar at two places by inserting horizontally 6 mm galvanised M.S. rod and fastened with nuts and washers, complete as per manufacturer's specification and direction of Engineer-in-charge. (For W.C. and bathroom door shutter). | item no.63 | 5.4 | sqm
1.64 | Providing and fixing wire gauge shutters using stainless steel grade 304 wire gauge with wire of dia 0.5 mm and average width of aperture 1.4 mm in both directions for doors, windows and clerestory windows with necessary screws : | item no.64 | [52 empty] | 1.64 | Providing and fixing wire gauge shutters using stainless steel grade 304 wire gauge with wire of dia 0.5 mm and average width of aperture 1.4 mm in both directions for doors, windows and clerestory windows with necessary screws : | item no.64
1.65 | 35 mm thick shutters | item no.65 | [52 empty] | 1.65 | 35 mm thick shutters | item no.65
1.66 | with ISI marked M.S. pressed butt hinges bright finished of required size | item no.66 | [52 empty] | 1.66 | with ISI marked M.S. pressed butt hinges bright finished of required size | item no.66
1.67 | Second class teak wood | item no.67 | 5.6 | sqm | 3932.18 |  |  | Excess(+) | 1 | Full Conversion | INR | [40 empty] | #VALUE! | #VALUE! | #VALUE! | 1.67 | Second class teak wood | item no.67 | 5.6 | sqm
1.68 | STEEL WORK | item no.68 | [52 empty] | 1.68 | STEEL WORK | item no.68
1.69 | Providing and fixing 1mm thick M.S. sheet door with frame of 40x40x6 mm angle iron and 3 mm M.S. gusset plates at the junctions and corners, all necessary fittings complete, including applying a priming coat of approved steel primer. | item no.69 | [52 empty] | 1.69 | Providing and fixing 1mm thick M.S. sheet door with frame of 40x40x6 mm angle iron and 3 mm M.S. gusset plates at the junctions and corners, all necessary fittings complete, including applying a priming coat of approved steel primer. | item no.69
1.7 | Using M.S. angels 40x40x6 mm for diagonal braces | item no.70 | 2.4 | sqm | 4192.15 |  |  | Excess(+) | 1 | Full Conversion | INR | [40 empty] | #VALUE! | #VALUE! | #VALUE! | 1.7 | Using M.S. angels 40x40x6 mm for diagonal braces | item no.70 | 2.4 | sqm
1.71 | Providing and fixing T-iron frames for doors, windows and ventilators of mild steel Tee-sections, joints mitred and welded, including fixing of necessary butt hinges and screws and applying a priming coat of approved steel primer. | item no.71 | [52 empty] | 1.71 | Providing and fixing T-iron frames for doors, windows and ventilators of mild steel Tee-sections, joints mitred and welded, including fixing of necessary butt hinges and screws and applying a priming coat of approved steel primer. | item no.71
1.72 | Fixing with 15x3 mm lugs 10 cm long embedded in cement concrete block 15x10x10 cm of C.C. 1:3:6 (1 Cement : 3 coarse sand : 6 graded stone aggregate 20 mm nominal size). | item no.72 | 115 | kg | 100.53 |  |  | Excess(+) | 1 | Full Conversion | INR | [40 empty] | #VALUE! | #VALUE! | #VALUE! | 1.72 | Fixing with 15x3 mm lugs 10 cm long embedded in cement concrete block 15x10x10 cm of C.C. 1:3:6 (1 Cement : 3 coarse sand : 6 graded stone aggregate 20 mm nominal size). | item no.72 | 115 | kg
1.73 | Steel work welded in built up sections/ framed work, including cutting, hoisting, fixing in position and applying a priming coat of approved steel primer using structural steel etc. as required. | item no.73 | [52 empty] | 1.73 | Steel work welded in built up sections/ framed work, including cutting, hoisting, fixing in position and applying a priming coat of approved steel primer using structural steel etc. as required. | item no.73
1.74 | In gratings, frames, guard bar, ladder, railings, brackets, gates and similar works | item no.74 | 62.5 | kg | 124.77 |  |  | Excess(+) | 1 | Full Conversion | INR | [40 empty] | #VALUE! | #VALUE! | #VALUE! | 1.74 | In gratings, frames, guard bar, ladder, railings, brackets, gates and similar works | item no.74 | 62.5 | kg
1.75 | Providing & fixing fly proof wire gauze to windows, clerestory windows & doors with M.S. Flat 15x3 mm and nuts & bolts complete. | item no.75 | [52 empty] | 1.75 | Providing & fixing fly proof wire gauze to windows, clerestory windows & doors with M.S. Flat 15x3 mm and nuts & bolts complete. | item no.75
1.76 | Stainless steel (grade 304) wire gauze of 0.5 mm dia wire and 1.4 mm aperture on both sides | item no.76 | 16.6 | sqm | 851.86 |  |  | Excess(+) | 1 | Full Conversion | INR | [40 empty] | #VALUE! | #VALUE! | #VALUE! | 1.76 | Stainless steel (grade 304) wire gauze of 0.5 mm dia wire and 1.4 mm aperture on both sides | item no.76 | 16.6 | sqm
1.77 | FLOORING | item no.77 | [52 empty] | 1.77 | FLOORING | item no.77
1.78 | Cement concrete flooring 1:2:4 (1 cement : 2 coarse sand : 4 graded stone aggregate) finished with a floating coat of neat cement, including cement slurry, but excluding the cost of nosing of steps etc. complete. | item no.78 | [52 empty] | 1.78 | Cement concrete flooring 1:2:4 (1 cement : 2 coarse sand : 4 graded stone aggregate) finished with a floating coat of neat cement, including cement slurry, but excluding the cost of nosing of steps etc. complete. | item no.78
1.79 | 40 mm thick with 20 mm nominal size stone aggregate | item no.79 | 29 | sqm | 477.86 |  |  | Excess(+) | 1 | Full Conversion | INR | [40 empty] | #VALUE! | #VALUE! | #VALUE! | 1.79 | 40 mm thick with 20 mm nominal size stone aggregate | item no.79 | 29 | sqm
1.8 | Providing and fixing glass strips in joints of terrazo/ cement concrete floors. | item no.80 | [52 empty] | 1.8 | Providing and fixing glass strips in joints of terrazo/ cement concrete floors. | item no.80
1.81 | 40 mm wide and 4 mm thick | item no.81 | 54 | metre | 69.71 |  |  | Excess(+) | 1 | Full Conversion | INR | [40 empty] | #VALUE! | #VALUE! | #VALUE! | 1.81 | 40 mm wide and 4 mm thick | item no.81 | 54 | metre
1.82 | Providing and laying Ceramic glazed floor tiles of size 300x300 mm (thickness to be specified by the manufacturer) of 1st quality conforming to IS : 15622 of approved make in colours such as White, Ivory, Grey, Fume Red Brown, laid on 20 mm thick cement mortar 1:4 (1 Cement : 4 Coarse sand), Jointing with grey cement slurry @ 3.3 kg/sqm including pointing the joints with white cement and matching pigment etc., complete. | item no.82 | 8 | sqm | 820.34 |  |  | Excess(+) | 1 | Full Conversion | INR | [40 empty] | #VALUE! | #VALUE! | #VALUE! | 1.82 | Providing and laying Ceramic glazed floor tiles of size 300x300 mm (thickness to be specified by the manufacturer) of 1st quality conforming to IS : 15622 of approved make in colours such as White, Ivory, Grey, Fume Red Brown, laid on 20 mm thick cement mortar 1:4 (1 Cement : 4 Coarse sand), Jointing with grey cement slurry @ 3.3 kg/sqm including pointing the joints with white cement and matching pigment etc., complete. | item no.82 | 8 | sqm
1.83 | Providing and laying Vitrified tiles in different sizes (thickness to be specified by manufacturer), with water absorption less than 0.08 % and conforming to I.S. 15622, of approved make, in all colours & shade, in skirting, riser of steps, over 12 mm thick bed of cement mortar 1:3 (1 cement: 3 coarse sand), jointing with grey cement slurry @ 3.3 kg/ sqm including grouting the joint with white cement & matching pigments etc. complete. | item no.83 | [52 empty] | 1.83 | Providing and laying Vitrified tiles in different sizes (thickness to be specified by manufacturer), with water absorption less than 0.08 % and conforming to I.S. 15622, of approved make, in all colours & shade, in skirting, riser of steps, over 12 mm thick bed of cement mortar 1:3 (1 cement: 3 coarse sand), jointing with grey cement slurry @ 3.3 kg/ sqm including grouting the joint with white cement & matching pigments etc. complete. | item no.83
1.84 | Size of Tile 600x600 mm | item no.84 | 13.3 | sqm | 1285.84 |  |  | Excess(+) | 1 | Full Conversion | INR | [40 empty] | #VALUE! | #VALUE! | #VALUE! | 1.84 | Size of Tile 600x600 mm | item no.84 | 13.3 | sqm
1.85 | Providing and laying Vitrified tiles in floor with different sizes (thickness to be specified by the manufacturer), with water absorption less than 0.08% and conforming to IS:15622, of approved brand & manufacturer, in all colours and shade, laid with cement based high polymer modified quick set tile adhesive (water based) conforming to IS : 15477, in average 6 mm thickness, including grouting of joints (Payment for grouting of joints to be made separately). | item no.85 | [52 empty] | 1.85 | Providing and laying Vitrified tiles in floor with different sizes (thickness to be specified by the manufacturer), with water absorption less than 0.08% and conforming to IS:15622, of approved brand & manufacturer, in all colours and shade, laid with cement based high polymer modified quick set tile adhesive (water based) conforming to IS : 15477, in average 6 mm thickness, including grouting of joints (Payment for grouting of joints to be made separately). | item no.85
1.86 | Size of Tile 600x600 mm | item no.86 | 124.5 | sqm | 1348.01 |  |  | Excess(+) | 1 | Full Conversion | INR | [40 empty] | #VALUE! | #VALUE! | #VALUE! | 1.86 | Size of Tile 600x600 mm | item no.86 | 124.5 | sqm
1.87 | ROOFING | item no.87 | [52 empty] | 1.87 | ROOFING | item no.87
1.88 | Providing gola 75x75 mm in cement concrete 1:2:4 (1 cement : 2 coarse sand : 4 stone aggregate 10 mm and down gauge), including finishing with cement mortar 1:3 (1 cement : 3 fine sand) as per standard design : | item no.88 | [52 empty] | 1.88 | Providing gola 75x75 mm in cement concrete 1:2:4 (1 cement : 2 coarse sand : 4 stone aggregate 10 mm and down gauge), including finishing with cement mortar 1:3 (1 cement : 3 fine sand) as per standard design : | item no.88
1.89 | In 75x75 mm deep chase | item no.89 | 69 | metre | 228.15 |  |  | Excess(+) | 1 | Full Conversion | INR | [40 empty] | #VALUE! | #VALUE! | #VALUE! | 1.89 | In 75x75 mm deep chase | item no.89 | 69 | metre
1.9 | FINISHING | item no.90 | [52 empty] | 1.9 | FINISHING | item no.90
1.91 | 12 mm cement plaster of mix : | item no.91 | [52 empty] | 1.91 | 12 mm cement plaster of mix : | item no.91
1.92 | 1:6 (1 cement: 6 coarse sand) | item no.92 | 20 | sqm | 258.09 |  |  | Excess(+) | 1 | Full Conversion | INR | [40 empty] | #VALUE! | #VALUE! | #VALUE! | 1.92 | 1:6 (1 cement: 6 coarse sand) | item no.92 | 20 | sqm
1.93 | 15 mm cement plaster on rough side of single or half brick wall of mix: | item no.93 | [52 empty] | 1.93 | 15 mm cement plaster on rough side of single or half brick wall of mix: | item no.93
1.94 | 1:6 (1 cement: 6 coarse sand) | item no.94 | 41 | sqm | 297.33 |  |  | Excess(+) | 1 | Full Conversion | INR | [40 empty] | #VALUE! | #VALUE! | #VALUE! | 1.94 | 1:6 (1 cement: 6 coarse sand) | item no.94 | 41 | sqm
1.95 | 15 mm cement plaster on rough side of single or half brick wall finished with a floating coat of neat cement of mix : | item no.95 | [52 empty] | 1.95 | 15 mm cement plaster on rough side of single or half brick wall finished with a floating coat of neat cement of mix : | item no.95
1.96 | 1:4 (1 cement: 4 fine sand) | item no.96 | 11.5 | sqm | 356.07 |  |  | Excess(+) | 1 | Full Conversion | INR | [40 empty] | #VALUE! | #VALUE! | #VALUE! | 1.96 | 1:4 (1 cement: 4 fine sand) | item no.96 | 11.5 | sqm
1.97 | Cement plaster 1:3 (1 cement: 3 coarse sand) finished with a floating coat of neat cement. | item no.97 | [52 empty] | 1.97 | Cement plaster 1:3 (1 cement: 3 coarse sand) finished with a floating coat of neat cement. | item no.97
1.98 | 12 mm cement plaster | item no.98 | 24.8 | sqm | 338.93 |  |  | Excess(+) | 1 | Full Conversion | INR | [40 empty] | #VALUE! | #VALUE! | #VALUE! | 1.98 | 12 mm cement plaster | item no.98 | 24.8 | sqm
1.99 | 6 mm cement plaster of mix : | item no.99 | [52 empty] | 1.99 | 6 mm cement plaster of mix : | item no.99
2 | 1:3 (1 cement : 3 fine sand) | item no.100 | 3.4 | sqm | 221.88 |  |  | Excess(+) | 1 | Full Conversion | INR | [40 empty] | #VALUE! | #VALUE! | #VALUE! | 2 | 1:3 (1 cement : 3 fine sand) | item no.100 | 3.4 | sqm
2.01 | Pointing on brick work or brick flooring with cement mortar 1:3 (1 cement : 3 fine sand): | item no.101 | [52 empty] | 2.01 | Pointing on brick work or brick flooring with cement mortar 1:3 (1 cement : 3 fine sand): | item no.101
2.02 | Flush / Ruled/ Struck or weathered pointing | item no.102 | 0.7 | sqm | 187.99 |  |  | Excess(+) | 1 | Full Conversion | INR | [40 empty] | #VALUE! | #VALUE! | #VALUE! | 2.02 | Flush / Ruled/ Struck or weathered pointing | item no.102 | 0.7 | sqm
2.03 | Distempering with 1st quality acrylic distemper (ready mixed) having VOC content less than 50 gms/litre, of approved manufacturer, of required shade and colour complete, as per manufacturer's specification. | item no.103 | [52 empty] | 2.03 | Distempering with 1st quality acrylic distemper (ready mixed) having VOC content less than 50 gms/litre, of approved manufacturer, of required shade and colour complete, as per manufacturer's specification. | item no.103
2.04 | Two or more coats on new work | item no.104 | 324 | sqm | 81.32 |  |  | Excess(+) | 1 | Full Conversion | INR | [40 empty] | #VALUE! | #VALUE! | #VALUE! | 2.04 | Two or more coats on new work | item no.104 | 324 | sqm
2.05 | Painting with synthetic enamel paint of approved brand and manufacture to give an even shade : | item no.105 | [52 empty] | 2.05 | Painting with synthetic enamel paint of approved brand and manufacture to give an even shade : | item no.105
2.06 | Two or more coats on new work | item no.106 | 15.1 | sqm | 115.26 |  |  | Excess(+) | 1 | Full Conversion | INR | [40 empty] | #VALUE! | #VALUE! | #VALUE! | 2.06 | Two or more coats on new work | item no.106 | 15.1 | sqm
2.07 | Painting with synthetic enamel paint of approved brand and manufacture of required colour to give an even shade : | item no.107 | [52 empty] | 2.07 | Painting with synthetic enamel paint of approved brand and manufacture of required colour to give an even shade : | item no.107
2.08 | Two or more coats on new work over an under coat of suitable shade with ordinary paint of approved brand and manufacture | item no.108 | 32.5 | sqm | 167.82 |  |  | Excess(+) | 1 | Full Conversion | INR | [40 empty] | #VALUE! | #VALUE! | #VALUE! | 2.08 | Two or more coats on new work over an under coat of suitable shade with ordinary paint of approved brand and manufacture | item no.108 | 32.5 | sqm
2.09 | Providing and applying white cement based putty of average thickness 1 mm, of approved brand and manufacturer, over the plastered wall surface to prepare the surface even and smooth complete. | item no.109 | 281 | sqm | 108.59 |  |  | Excess(+) | 1 | Full Conversion | INR | [40 empty] | #VALUE! | #VALUE! | #VALUE! | 2.09 | Providing and applying white cement based putty of average thickness 1 mm, of approved brand and manufacturer, over the plastered wall surface to prepare the surface even and smooth complete. | item no.109 | 281 | sqm
2.1 | White washing with lime to give an even shade : | item no.110 | [52 empty] | 2.1 | White washing with lime to give an even shade : | item no.110
2.11 | Old work (two or more coats) | item no.111 | 133 | sqm | 16.66 |  |  | Excess(+) | 1 | Full Conversion | INR | [40 empty] | #VALUE! | #VALUE! | #VALUE! | 2.11 | Old work (two or more coats) | item no.111 | 133 | sqm
2.12 | Distempering with 1st quality acrylic distember (Ready mix) having VOC content less than 50 grams/ litre of approved brand and manufacture to give an even shade : | item no.112 | [52 empty] | 2.12 | Distempering with 1st quality acrylic distember (Ready mix) having VOC content less than 50 grams/ litre of approved brand and manufacture to give an even shade : | item no.112
2.13 | Old work (one or more coats) | item no.113 | 193 | sqm | 49.8 |  |  | Excess(+) | 1 | Full Conversion | INR | [40 empty] | #VALUE! | #VALUE! | #VALUE! | 2.13 | Old work (one or more coats) | item no.113 | 193 | sqm
2.14 | Removing dry or oil bound distemper, water proofing cement paint and the like by scrapping, sand papering and preparing the surface smooth including necessary repairs to scratches etc. complete. | item no.114 | 281 | sqm | 18.28 |  |  | Excess(+) | 1 | Full Conversion | INR | [40 empty] | #VALUE! | #VALUE! | #VALUE! | 2.14 | Removing dry or oil bound distemper, water proofing cement paint and the like by scrapping, sand papering and preparing the surface smooth including necessary repairs to scratches etc. complete. | item no.114 | 281 | sqm
2.15 | Painting with synthetic enamel paint of approved brand and manufacture of required colour to give an even shade : | item no.115 | [52 empty] | 2.15 | Painting with synthetic enamel paint of approved brand and manufacture of required colour to give an even shade : | item no.115
2.16 | One or more coats on old work | item no.116 | 89.5 | sqm | 75.89 |  |  | Excess(+) | 1 | Full Conversion | INR | [40 empty] | #VALUE! | #VALUE! | #VALUE! | 2.16 | One or more coats on old work | item no.116 | 89.5 | sqm
2.17 | Finishing walls with Acrylic Smooth exterior paint of required shade : | item no.117 | [52 empty] | 2.17 | Finishing walls with Acrylic Smooth exterior paint of required shade : | item no.117
2.18 | Old work (Two or more coat applied @ 1.67 ltr/ 10 sqm) on existing cement paint surface | item no.118 | 77 | sqm | 97.85 |  |  | Excess(+) | 1 | Full Conversion | INR | [40 empty] | #VALUE! | #VALUE! | #VALUE! | 2.18 | Old work (Two or more coat applied @ 1.67 ltr/ 10 sqm) on existing cement paint surface | item no.118 | 77 | sqm
2.19 | Finishing walls with Premium Acrylic Smooth exterior paint with Silicone additives of required shade | item no.119 | [52 empty] | 2.19 | Finishing walls with Premium Acrylic Smooth exterior paint with Silicone additives of required shade | item no.119
2.2 | Old work (Two or more coats applied @ 1.43 ltr/ 10 sqm) over existing cement paint surface | item no.120 | 70 | sqm | 95.22 |  |  | Excess(+) | 1 | Full Conversion | INR | [40 empty] | #VALUE! | #VALUE! | #VALUE! | 2.2 | Old work (Two or more coats applied @ 1.43 ltr/ 10 sqm) over existing cement paint surface | item no.120 | 70 | sqm
2.21 | REPAIRS TO BUILDING | item no.121 | [52 empty] | 2.21 | REPAIRS TO BUILDING | item no.121
2.22 | Repairs to plaster of thickness 12 mm to 20 mm in patches of area 2.5 sq.meters and under, including cutting the patch in proper shape, raking out joints and preparing and plastering the surface of the walls complete, including disposal of rubbish to the dumping ground, all complete as per direction of Engineer-in-Charge. | item no.122 | [52 empty] | 2.22 | Repairs to plaster of thickness 12 mm to 20 mm in patches of area 2.5 sq.meters and under, including cutting the patch in proper shape, raking out joints and preparing and plastering the surface of the walls complete, including disposal of rubbish to the dumping ground, all complete as per direction of Engineer-in-Charge. | item no.122
2.23 | With cement mortar 1:4 (1cement: 4 coarse sand) | item no.123 | 32.16 | sqm | 419.11 |  |  | Excess(+) | 1 | Full Conversion | INR | [40 empty] | #VALUE! | #VALUE! | #VALUE! | 2.23 | With cement mortar 1:4 (1cement: 4 coarse sand) | item no.123 | 32.16 | sqm
2.24 | Fixing chowkhats in existing opening including embedding chowkhats in floors or walls cutting masonry for holdfasts, embedding hold fasts in cement concrete blocks of size 15 x 10 x 10 cm with cement concrete 1:3:6 (1 cement : 3 coarse sand : 6 graded stone aggregate 20 mm nominal size), painting two coats of approved wood preservative to sides of chowkhats and making good the damages to walls and floors as required complete, including disposal of rubbish to the dumping ground, all complete as per direction of Engineer-in-Charge. | item no.124 | [52 empty] | 2.24 | Fixing chowkhats in existing opening including embedding chowkhats in floors or walls cutting masonry for holdfasts, embedding hold fasts in cement concrete blocks of size 15 x 10 x 10 cm with cement concrete 1:3:6 (1 cement : 3 coarse sand : 6 graded stone aggregate 20 mm nominal size), painting two coats of approved wood preservative to sides of chowkhats and making good the damages to walls and floors as required complete, including disposal of rubbish to the dumping ground, all complete as per direction of Engineer-in-Charge. | item no.124
2.25 | Window chowkhats | item no.125 | 1 | each | 831.26 |  |  | Excess(+) | 1 | Full Conversion | INR | [40 empty] | #VALUE! | #VALUE! | #VALUE! | 2.25 | Window chowkhats | item no.125 | 1 | each
2.26 | Hacking of CC flooring including cleaning for surface etc. complete as per direction of the Engineer-in-Charge. | item no.126 | 124.5 | sqm | 2.5 |  |  | Excess(+) | 1 | Full Conversion | INR | [40 empty] | #VALUE! | #VALUE! | #VALUE! | 2.26 | Hacking of CC flooring including cleaning for surface etc. complete as per direction of the Engineer-in-Charge. | item no.126 | 124.5 | sqm
2.27 | Dismantling and Demolishing | item no.127 | [52 empty] | 2.27 | Dismantling and Demolishing | item no.127
2.28 | Demolishing lime concrete manually/ by mechanical means and disposal of material within 50 metres lead as per direction of Engineer- in-charge. | item no.128 | 1.5 | cum | 615.48 |  |  | Excess(+) | 1 | Full Conversion | INR | [40 empty] | #VALUE! | #VALUE! | #VALUE! | 2.28 | Demolishing lime concrete manually/ by mechanical means and disposal of material within 50 metres lead as per direction of Engineer- in-charge. | item no.128 | 1.5 | cum
2.29 | Demolishing cement concrete manually/ by mechanical means including disposal of material within 50 metres lead as per direction of Engineer - in - charge. | item no.129 | [52 empty] | 2.29 | Demolishing cement concrete manually/ by mechanical means including disposal of material within 50 metres lead as per direction of Engineer - in - charge. | item no.129
2.3 | Nominal concrete 1:3:6 or richer mix (i/c equivalent design mix) | item no.130 | 1.1 | cum | 1759.84 |  |  | Excess(+) | 1 | Full Conversion | INR | [40 empty] | #VALUE! | #VALUE! | #VALUE! | 2.3 | Nominal concrete 1:3:6 or richer mix (i/c equivalent design mix) | item no.130 | 1.1 | cum
2.31 | Demolishing R.C.C. work manually/ by mechanical means including stacking of steel bars and disposal of unserviceable material within 50 metres lead as per direction of Engineer - in- charge. | item no.131 | 0.35 | cum | 2567.38 |  |  | Excess(+) | 1 | Full Conversion | INR | [40 empty] | #VALUE! | #VALUE! | #VALUE! | 2.31 | Demolishing R.C.C. work manually/ by mechanical means including stacking of steel bars and disposal of unserviceable material within 50 metres lead as per direction of Engineer - in- charge. | item no.131 | 0.35 | cum
2.32 | Demolishing brick work manually/ by mechanical means including stacking of serviceable material and disposal of unserviceable material within 50 metres lead as per direction of Engineer-in-charge. | item no.132 | [52 empty] | 2.32 | Demolishing brick work manually/ by mechanical means including stacking of serviceable material and disposal of unserviceable material within 50 metres lead as per direction of Engineer-in-charge. | item no.132
2.33 | In cement mortar | item no.133 | 3.6 | cum | 1489.22 |  |  | Excess(+) | 1 | Full Conversion | INR | [40 empty] | #VALUE! | #VALUE! | #VALUE! | 2.33 | In cement mortar | item no.133 | 3.6 | cum
2.34 | Dismantling doors, windows and clerestory windows (steel or wood) shutter including chowkhats, architrave, holdfasts etc. complete and stacking within 50 metres lead : | item no.134 | [52 empty] | 2.34 | Dismantling doors, windows and clerestory windows (steel or wood) shutter including chowkhats, architrave, holdfasts etc. complete and stacking within 50 metres lead : | item no.134
2.35 | Of area 3 sq. metres and below | item no.135 | 17 | each | 265.41 |  |  | Excess(+) | 1 | Full Conversion | INR | [40 empty] | #VALUE! | #VALUE! | #VALUE! | 2.35 | Of area 3 sq. metres and below | item no.135 | 17 | each
2.36 | Of area beyond 3 sq. metres | item no.136 | 1 | each | 363.48 |  |  | Excess(+) | 1 | Full Conversion | INR | [40 empty] | #VALUE! | #VALUE! | #VALUE! | 2.36 | Of area beyond 3 sq. metres | item no.136 | 1 | each
2.37 | Taking out doors, windows and clerestory window shutters (steel or wood) including stacking within 50 metres lead : | item no.137 | [52 empty] | 2.37 | Taking out doors, windows and clerestory window shutters (steel or wood) including stacking within 50 metres lead : | item no.137
2.38 | Of area 3 sq. metres and below | item no.138 | 7 | each | 103.73 |  |  | Excess(+) | 1 | Full Conversion | INR | [40 empty] | #VALUE! | #VALUE! | #VALUE! | 2.38 | Of area 3 sq. metres and below | item no.138 | 7 | each
2.39 | Dismantling tile work in floors and roofs laid in cement mortar including stacking material within 50 metres lead. | item no.139 | [52 empty] | 2.39 | Dismantling tile work in floors and roofs laid in cement mortar including stacking material within 50 metres lead. | item no.139
2.4 | For thickness of tiles above 25 mm and up to 40 mm | item no.140 | 29 | sqm | 81.89 |  |  | Excess(+) | 1 | Full Conversion | INR | [40 empty] | #VALUE! | #VALUE! | #VALUE! | 2.4 | For thickness of tiles above 25 mm and up to 40 mm | item no.140 | 29 | sqm
2.41 | Dismantling barbed wire or flexible wire rope in fencing including making rolls and stacking within 50 metres lead. | item no.141 | 20 | kg | 26.61 |  |  | Excess(+) | 1 | Full Conversion | INR | [40 empty] | #VALUE! | #VALUE! | #VALUE! | 2.41 | Dismantling barbed wire or flexible wire rope in fencing including making rolls and stacking within 50 metres lead. | item no.141 | 20 | kg
2.42 | Dismantling old plaster or skirting raking out joints and cleaning the surface for plaster including disposal of rubbish to the dumping ground within 50 metres lead. | item no.142 | 135.1 | sqm | 39.5 |  |  | Excess(+) | 1 | Full Conversion | INR | [40 empty] | #VALUE! | #VALUE! | #VALUE! | 2.42 | Dismantling old plaster or skirting raking out joints and cleaning the surface for plaster including disposal of rubbish to the dumping ground within 50 metres lead. | item no.142 | 135.1 | sqm
2.43 | Disposal of building rubbish / malba / similar unserviceable, dismantled or waste materials by mechanical means, including loading, transporting, unloading to approved municipal dumping ground or as approved by Engineer-in-charge, beyond 50 m initial lead, for all leads including all lifts involved. | item no.143 | 7.65 | cum | 192.33 |  |  | Excess(+) | 1 | Full Conversion | INR | [40 empty] | #VALUE! | #VALUE! | #VALUE! | 2.43 | Disposal of building rubbish / malba / similar unserviceable, dismantled or waste materials by mechanical means, including loading, transporting, unloading to approved municipal dumping ground or as approved by Engineer-in-charge, beyond 50 m initial lead, for all leads including all lifts involved. | item no.143 | 7.65 | cum
2.44 | ROAD WORK | item no.144 | [52 empty] | 2.44 | ROAD WORK | item no.144
2.45 | Fencing with angle iron post placed at required distance embedded in cement concrete blocks, every 15th post, last but one end post and corner post shall be strutted on both sides and end post on one side only and provided with horizontal lines and two diagonals interwoven with horizontal wires, of barbed wire weighing 9.38 kg per 100 m (minimum), between the two posts fitted and fixed with G.I. staples, turn buckles etc. complete. (Cost of posts, struts, earth work and concrete work to be paid for separately). Payment to be made per metre cost of total length of barbed wire used. | item no.145 | [52 empty] | 2.45 | Fencing with angle iron post placed at required distance embedded in cement concrete blocks, every 15th post, last but one end post and corner post shall be strutted on both sides and end post on one side only and provided with horizontal lines and two diagonals interwoven with horizontal wires, of barbed wire weighing 9.38 kg per 100 m (minimum), between the two posts fitted and fixed with G.I. staples, turn buckles etc. complete. (Cost of posts, struts, earth work and concrete work to be paid for separately). Payment to be made per metre cost of total length of barbed wire used. | item no.145
2.46 | With G.I. barbed wire | item no.146 | 370 | metre | 17.19 |  |  | Excess(+) | 1 | Full Conversion | INR | [40 empty] | #VALUE! | #VALUE! | #VALUE! | 2.46 | With G.I. barbed wire | item no.146 | 370 | metre
2.47 | Supplying at site Angle iron post & strut of required size including bottom to be split and bent at right angle in opposite direction for 10 cm length and drilling holes upto 10 mm dia. etc. complete. | item no.147 | 15 | kg | 87.64 |  |  | Excess(+) | 1 | Full Conversion | INR | [40 empty] | #VALUE! | #VALUE! | #VALUE! | 2.47 | Supplying at site Angle iron post & strut of required size including bottom to be split and bent at right angle in opposite direction for 10 cm length and drilling holes upto 10 mm dia. etc. complete. | item no.147 | 15 | kg
2.48 | SANITARY INSTALLATIONS | item no.148 | [52 empty] | 2.48 | SANITARY INSTALLATIONS | item no.148
2.49 | Providing and fixing water closet squatting pan (Indian type W.C. pan ) with 100 mm sand cast Iron P or S trap, 10 litre low level white P.V.C. flushing cistern, including flush pipe, with manually controlled device (handle lever) conforming to IS : 7231, with all fittings and fixtures complete, including cutting and making good the walls and floors wherever required: | item no.149 | [52 empty] | 2.49 | Providing and fixing water closet squatting pan (Indian type W.C. pan ) with 100 mm sand cast Iron P or S trap, 10 litre low level white P.V.C. flushing cistern, including flush pipe, with manually controlled device (handle lever) conforming to IS : 7231, with all fittings and fixtures complete, including cutting and making good the walls and floors wherever required: | item no.149
2.5 | White Vitreous china Orissa pattern W.C. pan of size 580x440 mm with integral type foot rests | item no.150 | 2 | each | 5069.14 |  |  | Excess(+) | 1 | Full Conversion | INR | [40 empty] | #VALUE! | #VALUE! | #VALUE! | 2.5 | White Vitreous china Orissa pattern W.C. pan of size 580x440 mm with integral type foot rests | item no.150 | 2 | each
2.51 | Providing and fixing wash basin with C.I. brackets, 15 mm C.P. brass pillar taps, 32 mm C.P. brass waste of standard pattern, including painting of fittings and brackets, cutting and making good the walls wherever require: | item no.151 | [52 empty] | 2.51 | Providing and fixing wash basin with C.I. brackets, 15 mm C.P. brass pillar taps, 32 mm C.P. brass waste of standard pattern, including painting of fittings and brackets, cutting and making good the walls wherever require: | item no.151
2.52 | White Vitreous China Flat back wash basin size 550x 400 mm with single 15 mm C.P. brass pillar tap | item no.152 | 2 | each | 2394.96 |  |  | Excess(+) | 1 | Full Conversion | INR | [40 empty] | #VALUE! | #VALUE! | #VALUE! | 2.52 | White Vitreous China Flat back wash basin size 550x 400 mm with single 15 mm C.P. brass pillar tap | item no.152 | 2 | each
2.53 | Providing and fixing Stainless Steel A ISI 304 (18/8) kitchen sink as per IS:13983 with C.I. brackets and stainless steel plug 40 mm, including painting of fittings and brackets, cutting and making good the walls wherever required : | item no.153 | [52 empty] | 2.53 | Providing and fixing Stainless Steel A ISI 304 (18/8) kitchen sink as per IS:13983 with C.I. brackets and stainless steel plug 40 mm, including painting of fittings and brackets, cutting and making good the walls wherever required : | item no.153
2.54 | Kitchen sink with drain board | item no.154 | [52 empty] | 2.54 | Kitchen sink with drain board | item no.154
2.55 | 510x1040 mm bowl depth 250 mm | item no.155 | 2 | each | 5268.26 |  |  | Excess(+) | 1 | Full Conversion | INR | [40 empty] | #VALUE! | #VALUE! | #VALUE! | 2.55 | 510x1040 mm bowl depth 250 mm | item no.155 | 2 | each
2.56 | Providing and fixing P.V.C. waste pipe for sink or wash basin including P.V.C. waste fittings complete. | item no.156 | [52 empty] | 2.56 | Providing and fixing P.V.C. waste pipe for sink or wash basin including P.V.C. waste fittings complete. | item no.156
2.57 | Flexible pipe | item no.157 | [52 empty] | 2.57 | Flexible pipe | item no.157
2.58 | 32 mm dia | item no.158 | 6 | each | 91.49 |  |  | Excess(+) | 1 | Full Conversion | INR | [40 empty] | #VALUE! | #VALUE! | #VALUE! | 2.58 | 32 mm dia | item no.158 | 6 | each
2.59 | Providing and fixing 600x450 mm beveled edge mirror of superior glass (of approved quality) complete with 6 mm thick hard board ground fixed to wooden cleats with C.P. brass screws and washers complete. | item no.159 | 3 | each | 1237.31 |  |  | Excess(+) | 1 | Full Conversion | INR | [40 empty] | #VALUE! | #VALUE! | #VALUE! | 2.59 | Providing and fixing 600x450 mm beveled edge mirror of superior glass (of approved quality) complete with 6 mm thick hard board ground fixed to wooden cleats with C.P. brass screws and washers complete. | item no.159 | 3 | each
2.6 | Providing and fixing soil, waste and vent pipes : | item no.160 | [52 empty] | 2.6 | Providing and fixing soil, waste and vent pipes : | item no.160
2.61 | 100 mm dia | item no.161 | [52 empty] | 2.61 | 100 mm dia | item no.161
2.62 | Sand cast iron S&S pipe as per IS: 1729 | item no.162 | 12.5 | metre | 892.63 |  |  | Excess(+) | 1 | Full Conversion | INR | [40 empty] | #VALUE! | #VALUE! | #VALUE! | 2.62 | Sand cast iron S&S pipe as per IS: 1729 | item no.162 | 12.5 | metre
2.63 | 75 mm diameter : | item no.163 | [52 empty] | 2.63 | 75 mm diameter : | item no.163
2.64 | Sand cast iron S&S pipe as per IS: 1729 | item no.164 | 1.2 | metre | 816.79 |  |  | Excess(+) | 1 | Full Conversion | INR | [40 empty] | #VALUE! | #VALUE! | #VALUE! | 2.64 | Sand cast iron S&S pipe as per IS: 1729 | item no.164 | 1.2 | metre
2.65 | Providing and fixing M.S. holder-bat clamps of approved design to Sand Cast iron/cast iron (spun) pipe embedded in and including cement concrete blocks 10x10x10 cm of 1:2:4 mix (1 cement : 2 coarse sand : 4 graded stone aggregate 20 mm nominal size), including cost of cutting holes and making good the walls etc. : | item no.165 | [52 empty] | 2.65 | Providing and fixing M.S. holder-bat clamps of approved design to Sand Cast iron/cast iron (spun) pipe embedded in and including cement concrete blocks 10x10x10 cm of 1:2:4 mix (1 cement : 2 coarse sand : 4 graded stone aggregate 20 mm nominal size), including cost of cutting holes and making good the walls etc. : | item no.165
2.66 | For 100 mm dia pipe | item no.166 | 4 | each | 270.45 |  |  | Excess(+) | 1 | Full Conversion | INR | [40 empty] | #VALUE! | #VALUE! | #VALUE! | 2.66 | For 100 mm dia pipe | item no.166 | 4 | each
2.67 | Providing and fixing plain bend of required degree. | item no.167 | [52 empty] | 2.67 | Providing and fixing plain bend of required degree. | item no.167
2.68 | 100 mm dia | item no.168 | [52 empty] | 2.68 | 100 mm dia | item no.168
2.69 | Sand cast iron S&S as per IS - 1729 | item no.169 | 2 | each | 362.08 |  |  | Excess(+) | 1 | Full Conversion | INR | [40 empty] | #VALUE! | #VALUE! | #VALUE! | 2.69 | Sand cast iron S&S as per IS - 1729 | item no.169 | 2 | each
2.7 | Providing and fixing single equal plain junction of required degree with access door, insertion rubber washer 3 mm thick, bolts and nuts complete. | item no.170 | [52 empty] | 2.7 | Providing and fixing single equal plain junction of required degree with access door, insertion rubber washer 3 mm thick, bolts and nuts complete. | item no.170
2.71 | 100x100x100 mm | item no.171 | [52 empty] | 2.71 | 100x100x100 mm | item no.171
2.72 | Sand cast iron S&S as per IS - 1729 | item no.172 | 2 | each | 588.51 |  |  | Excess(+) | 1 | Full Conversion | INR | [40 empty] | #VALUE! | #VALUE! | #VALUE! | 2.72 | Sand cast iron S&S as per IS - 1729 | item no.172 | 2 | each
2.73 | Providing and fixing collar : | item no.173 | [52 empty] | 2.73 | Providing and fixing collar : | item no.173
2.74 | 100 mm | item no.174 | [52 empty] | 2.74 | 100 mm | item no.174
2.75 | Sand cast iron S&S as per IS - 1729 | item no.175 | 2 | each | 350.37 |  |  | Excess(+) | 1 | Full Conversion | INR | [40 empty] | #VALUE! | #VALUE! | #VALUE! | 2.75 | Sand cast iron S&S as per IS - 1729 | item no.175 | 2 | each
2.76 | 75 mm | item no.176 | [52 empty] | 2.76 | 75 mm | item no.176
2.77 | Sand cast iron S&S as per IS - 1729 | item no.177 | 1 | each | 238.01 |  |  | Excess(+) | 1 | Full Conversion | INR | [40 empty] | #VALUE! | #VALUE! | #VALUE! | 2.77 | Sand cast iron S&S as per IS - 1729 | item no.177 | 1 | each
2.78 | Providing lead caulked joints to sand cast iron/centrifugally cast (spun) iron pipes and fittings of diameter : | item no.178 | [52 empty] | 2.78 | Providing lead caulked joints to sand cast iron/centrifugally cast (spun) iron pipes and fittings of diameter : | item no.178
2.79 | 100 mm | item no.179 | 14 | each | 481.94 |  |  | Excess(+) | 1 | Full Conversion | INR | [40 empty] | #VALUE! | #VALUE! | #VALUE! | 2.79 | 100 mm | item no.179 | 14 | each
2.8 | 75 mm | item no.180 | 1 | each | 408.94 |  |  | Excess(+) | 1 | Full Conversion | INR | [40 empty] | #VALUE! | #VALUE! | #VALUE! | 2.8 | 75 mm | item no.180 | 1 | each
2.81 | Providing and fixing trap of self cleansing design with screwed down or hinged grating with or without vent arm complete, including cost of cutting and making good the walls and floors : | item no.181 | [52 empty] | 2.81 | Providing and fixing trap of self cleansing design with screwed down or hinged grating with or without vent arm complete, including cost of cutting and making good the walls and floors : | item no.181
2.82 | 100 mm inlet and 75 mm outlet | item no.182 | [52 empty] | 2.82 | 100 mm inlet and 75 mm outlet | item no.182
2.83 | Sand cast iron S&S as per IS - 3989 | item no.183 | 1 | each | 1465.15 |  |  | Excess(+) | 1 | Full Conversion | INR | [40 empty] | #VALUE! | #VALUE! | #VALUE! | 2.83 | Sand cast iron S&S as per IS - 3989 | item no.183 | 1 | each
2.84 | WATER SUPPLY | item no.184 | [52 empty] | 2.84 | WATER SUPPLY | item no.184
2.85 | Providing and fixing G.I. pipes complete with G.I. fittings and clamps, i/c cutting and making good the walls etc. Internal work - Exposed on wall | item no.185 | [52 empty] | 2.85 | Providing and fixing G.I. pipes complete with G.I. fittings and clamps, i/c cutting and making good the walls etc. Internal work - Exposed on wall | item no.185
2.86 | 15 mm dia nominal bore | item no.186 | 0.5 | metre | 266.68 |  |  | Excess(+) | 1 | Full Conversion | INR | [40 empty] | #VALUE! | #VALUE! | #VALUE! | 2.86 | 15 mm dia nominal bore | item no.186 | 0.5 | metre
2.87 | 20 mm dia nominal bore | item no.187 | 1.1 | metre | 327.36 |  |  | Excess(+) | 1 | Full Conversion | INR | [40 empty] | #VALUE! | #VALUE! | #VALUE! | 2.87 | 20 mm dia nominal bore | item no.187 | 1.1 | metre
2.88 | Providing and fixing G.I. Pipes complete with G.I. fittings and clamps, i/c making good the walls etc. concealed pipe, including painting with anti corrosive bitumastic paint, cutting chases and making good the wall : | item no.188 | [52 empty] | 2.88 | Providing and fixing G.I. Pipes complete with G.I. fittings and clamps, i/c making good the walls etc. concealed pipe, including painting with anti corrosive bitumastic paint, cutting chases and making good the wall : | item no.188
2.89 | 15 mm dia nominal bore | item no.189 | 31 | metre | 425.43 |  |  | Excess(+) | 1 | Full Conversion | INR | [40 empty] | #VALUE! | #VALUE! | #VALUE! | 2.89 | 15 mm dia nominal bore | item no.189 | 31 | metre
2.9 | Providing and fixing gun metal gate valve with C.I. wheel of approved quality (screwed end) : | item no.190 | [52 empty] | 2.9 | Providing and fixing gun metal gate valve with C.I. wheel of approved quality (screwed end) : | item no.190
2.91 | 20 mm nominal bore | item no.191 | 1 | each | 404.87 |  |  | Excess(+) | 1 | Full Conversion | INR | [40 empty] | #VALUE! | #VALUE! | #VALUE! | 2.91 | 20 mm nominal bore | item no.191 | 1 | each
2.92 | Providing and fixing uplasticised PVC connection pipe with brass unions : | item no.192 | [52 empty] | 2.92 | Providing and fixing uplasticised PVC connection pipe with brass unions : | item no.192
2.93 | 45 cm length | item no.193 | [52 empty] | 2.93 | 45 cm length | item no.193
2.94 | 15 mm nominal bore | item no.194 | 7 | each | 74.7 |  |  | Excess(+) | 1 | Full Conversion | INR | [40 empty] | #VALUE! | #VALUE! | #VALUE! | 2.94 | 15 mm nominal bore | item no.194 | 7 | each
2.95 | Providing and fixing G.I. Union in G.I. pipe including cutting and threading the pipe and making long screws etc. complete (New work) : | item no.195 | [52 empty] | 2.95 | Providing and fixing G.I. Union in G.I. pipe including cutting and threading the pipe and making long screws etc. complete (New work) : | item no.195
2.96 | 15 mm nominal bore | item no.196 | 4 | each | 229.99 |  |  | Excess(+) | 1 | Full Conversion | INR | [40 empty] | #VALUE! | #VALUE! | #VALUE! | 2.96 | 15 mm nominal bore | item no.196 | 4 | each
2.97 | 20 mm nominal bore | item no.197 | 1 | each | 253.44 |  |  | Excess(+) | 1 | Full Conversion | INR | [40 empty] | #VALUE! | #VALUE! | #VALUE! | 2.97 | 20 mm nominal bore | item no.197 | 1 | each
2.98 | Providing and fixing C.P. brass bib cock of approved quality conforming to IS:8931 : | item no.198 | [52 empty] | 2.98 | Providing and fixing C.P. brass bib cock of approved quality conforming to IS:8931 : | item no.198
2.99 | 15 mm nominal bore | item no.199 | 2 | each | 380.71 |  |  | Excess(+) | 1 | Full Conversion | INR | [40 empty] | #VALUE! | #VALUE! | #VALUE! | 2.99 | 15 mm nominal bore | item no.199 | 2 | each
3 | Providing and fixing C.P. brass long body bib cock of approved quality conforming to IS standards and weighing not less than 690 gms. | item no.200 | [52 empty] | 3 | Providing and fixing C.P. brass long body bib cock of approved quality conforming to IS standards and weighing not less than 690 gms. | item no.200
3.01 | 15 mm nominal bore | item no.201 | 8 | each | 621.13 |  |  | Excess(+) | 1 | Full Conversion | INR | [40 empty] | #VALUE! | #VALUE! | #VALUE! | 3.01 | 15 mm nominal bore | item no.201 | 8 | each
3.02 | Providing and fixing C.P. brass stop cock (concealed) of standard design and of approved make conforming to IS:8931. | item no.202 | [52 empty] | 3.02 | Providing and fixing C.P. brass stop cock (concealed) of standard design and of approved make conforming to IS:8931. | item no.202
3.03 | 15 mm nominal bore | item no.203 | 4 | each | 521.48 |  |  | Excess(+) | 1 | Full Conversion | INR | [40 empty] | #VALUE! | #VALUE! | #VALUE! | 3.03 | 15 mm nominal bore | item no.203 | 4 | each
3.04 | Providing and fixing C.P. brass angle valve for basin mixer and geyser points of approved quality conforming to IS:8931 | item no.204 | [52 empty] | 3.04 | Providing and fixing C.P. brass angle valve for basin mixer and geyser points of approved quality conforming to IS:8931 | item no.204
3.05 | 15mm nominal bore | item no.205 | 10 | each | 438.71 |  |  | Excess(+) | 1 | Full Conversion | INR | [40 empty] | #VALUE! | #VALUE! | #VALUE! | 3.05 | 15mm nominal bore | item no.205 | 10 | each
3.06 | Providing and fixing C.P. Brass extension nipple (size 15mmx50mm) of approved make and quality as per direction of Engineer-in-charge. | item no.206 | 23 | each | 54.1 |  |  | Excess(+) | 1 | Full Conversion | INR | [40 empty] | #VALUE! | #VALUE! | #VALUE! | 3.06 | Providing and fixing C.P. Brass extension nipple (size 15mmx50mm) of approved make and quality as per direction of Engineer-in-charge. | item no.206 | 23 | each
3.07 | Cutting holes up to 15x15 cm in R.C.C. floors and roofs for passing drain pipe etc. and repairing the hole after insertion of drain pipe etc. with cement concrete 1:2:4 (1 cement : 2 coarse sand : 4 graded stone aggregate 20 mm nominal size), including finishing complete so as to make it leak proof. | item no.207 | 2 | each | 330.64 |  |  | Excess(+) | 1 | Full Conversion | INR | [40 empty] | #VALUE! | #VALUE! | #VALUE! | 3.07 | Cutting holes up to 15x15 cm in R.C.C. floors and roofs for passing drain pipe etc. and repairing the hole after insertion of drain pipe etc. with cement concrete 1:2:4 (1 cement : 2 coarse sand : 4 graded stone aggregate 20 mm nominal size), including finishing complete so as to make it leak proof. | item no.207 | 2 | each
3.08 | Making chases up to 7.5x7.5 cm in walls including making good and finishing with matching surface after housing G.I. pipe etc. | item no.208 | 6 | metre | 150.64 |  |  | Excess(+) | 1 | Full Conversion | INR | [40 empty] | #VALUE! | #VALUE! | #VALUE! | 3.08 | Making chases up to 7.5x7.5 cm in walls including making good and finishing with matching surface after housing G.I. pipe etc. | item no.208 | 6 | metre
3.09 | ALUMINIUM WORK | item no.209 | [52 empty] | 3.09 | ALUMINIUM WORK | item no.209
3.1 | Providing and fixing aluminium work for doors, windows, ventilators and partitions with extruded built up standard tubular sections/ appropriate Z sections and other sections of approved make conforming to IS: 733 and IS: 1285, fixing with dash fasteners of required dia and size, including necessary filling up the gaps at junctions, i.e. at top, bottom and sides with required EPDM rubber/ neoprene gasket etc. Aluminium sections shall be smooth, rust free, straight, mitred and jointed mechanically wherever required including cleat angle, Aluminium snap beading for glazing / paneling, C.P. brass / stainless steel screws, all complete as per architectural drawings and the directions of Engineer-in-charge. (Glazing, paneling and dash fasteners to be paid for separately) : | item no.210 | [52 empty] | 3.1 | Providing and fixing aluminium work for doors, windows, ventilators and partitions with extruded built up standard tubular sections/ appropriate Z sections and other sections of approved make conforming to IS: 733 and IS: 1285, fixing with dash fasteners of required dia and size, including necessary filling up the gaps at junctions, i.e. at top, bottom and sides with required EPDM rubber/ neoprene gasket etc. Aluminium sections shall be smooth, rust free, straight, mitred and jointed mechanically wherever required including cleat angle, Aluminium snap beading for glazing / paneling, C.P. brass / stainless steel screws, all complete as per architectural drawings and the directions of Engineer-in-charge. (Glazing, paneling and dash fasteners to be paid for separately) : | item no.210
3.11 | For fixed portion | item no.211 | [52 empty] | 3.11 | For fixed portion | item no.211
3.12 | Anodised aluminium (anodised transparent or dyed to required shade according to IS: 1868, Minimum anodic coating of grade AC 15) | item no.212 | 154 | kg | 380.49 |  |  | Excess(+) | 1 | Full Conversion | INR | [40 empty] | #VALUE! | #VALUE! | #VALUE! | 3.12 | Anodised aluminium (anodised transparent or dyed to required shade according to IS: 1868, Minimum anodic coating of grade AC 15) | item no.212 | 154 | kg
3.13 | For shutters of doors, windows & ventilators including providing and fixing hinges/ pivots and making provision for fixing of fittings wherever required including the cost of EPDM rubber / neoprene gasket required (Fittings shall be paid for separately) | item no.213 | [52 empty] | 3.13 | For shutters of doors, windows & ventilators including providing and fixing hinges/ pivots and making provision for fixing of fittings wherever required including the cost of EPDM rubber / neoprene gasket required (Fittings shall be paid for separately) | item no.213
3.14 | Anodised aluminium (anodised transparent or dyed to required shade according to IS: 1868, Minimum anodic coating of grade AC 15) | item no.214 | 185.5 | kg | 466.29 |  |  | Excess(+) | 1 | Full Conversion | INR | [40 empty] | #VALUE! | #VALUE! | #VALUE! | 3.14 | Anodised aluminium (anodised transparent or dyed to required shade according to IS: 1868, Minimum anodic coating of grade AC 15) | item no.214 | 185.5 | kg
3.15 | Providing and fixing glazing in aluminium door, window, ventilator shutters and partitions etc. with EPDM rubber / neoprene gasket etc. complete as per the architectural drawings and the directions of engineer-in-charge . (Cost of aluminium snap beading shall be paid in basic item): | item no.215 | [52 empty] | 3.15 | Providing and fixing glazing in aluminium door, window, ventilator shutters and partitions etc. with EPDM rubber / neoprene gasket etc. complete as per the architectural drawings and the directions of engineer-in-charge . (Cost of aluminium snap beading shall be paid in basic item): | item no.215
3.16 | With float glass panes of 4.0 mm thickness (weight not less than 10kg/sqm) | item no.216 | 6.4 | sqm | 894.17 |  |  | Excess(+) | 1 | Full Conversion | INR | [40 empty] | #VALUE! | #VALUE! | #VALUE! | 3.16 | With float glass panes of 4.0 mm thickness (weight not less than 10kg/sqm) | item no.216 | 6.4 | sqm
3.17 | Providing and fixing stainless steel (SS 304 grade) adjustable friction windows stays of approved quality with necessary stainless steel screws etc. to the side hung windows as per direction of Engineer- in-charge complete. | item no.217 | [52 empty] | 3.17 | Providing and fixing stainless steel (SS 304 grade) adjustable friction windows stays of approved quality with necessary stainless steel screws etc. to the side hung windows as per direction of Engineer- in-charge complete. | item no.217
3.18 | 255 X 19 mm | item no.218 | 78 | each | 288.65 |  |  | Excess(+) | 1 | Full Conversion | INR | [40 empty] | #VALUE! | #VALUE! | #VALUE! | 3.18 | 255 X 19 mm | item no.218 | 78 | each
3.19 | WATER PROOFING | item no.219 | [52 empty] | 3.19 | WATER PROOFING | item no.219
3.2 | Providing and laying water proofing treatment in sunken portion of WCs, bathroom etc., by applying cement slurry mixed with water proofing cement compound consisting of applying : (a) First layer of slurry of cement @ 0.488 kg/sqm mixed with water proofing cement compound @ 0.253 kg/ sqm. This layer will be allowed to air cure for 4 hours. (b) Second layer of slurry of cement @ 0.242 kg/sqm mixed with water proofing cement compound @ 0.126 kg/sqm. This layer will be allowed to air cure for 4 hours followed with water curing for 48 hours. The rate includes preparation of surface, treatment and sealing of all joints, corners, junctions of pipes and masonry with polymer mixed slurry. | item no.220 | 9.1 | sqm | 452.96 |  |  | Excess(+) | 1 | Full Conversion | INR | [40 empty] | #VALUE! | #VALUE! | #VALUE! | 3.2 | Providing and laying water proofing treatment in sunken portion of WCs, bathroom etc., by applying cement slurry mixed with water proofing cement compound consisting of applying : (a) First layer of slurry of cement @ 0.488 kg/sqm mixed with water proofing cement compound @ 0.253 kg/ sqm. This layer will be allowed to air cure for 4 hours. (b) Second layer of slurry of cement @ 0.242 kg/sqm mixed with water proofing cement compound @ 0.126 kg/sqm. This layer will be allowed to air cure for 4 hours followed with water curing for 48 hours. The rate includes preparation of surface, treatment and sealing of all joints, corners, junctions of pipes and masonry with polymer mixed slurry. | item no.220 | 9.1 | sqm
3.21 | Providing and applying fibre reinforced elastomeric liquid water proofing membrane with resilient acrylic polymers having Sun Reflectivity Index (SRI) of 105 on top of concrete roof in three coats @10.76 litre/ 10 sqm. One coat of self-priming of elastomeric waterproofing liquid (dilution with water in the ratio of 3:1) and two coats of undiluted elastomeric waterproofing liquid (dry film thickness of complete application/system not less than 500 microns). The operation shall be carried out after scrapping and properly cleaning the surface to remove loose particles with wire brushes, complete in all respect as per the direction of Engineer-in-Charge. | item no.221 | 207 | sqm | 415.74 |  |  | Excess(+) | 1 | Full Conversion | INR | [40 empty] | #VALUE! | #VALUE! | #VALUE! | 3.21 | Providing and applying fibre reinforced elastomeric liquid water proofing membrane with resilient acrylic polymers having Sun Reflectivity Index (SRI) of 105 on top of concrete roof in three coats @10.76 litre/ 10 sqm. One coat of self-priming of elastomeric waterproofing liquid (dilution with water in the ratio of 3:1) and two coats of undiluted elastomeric waterproofing liquid (dry film thickness of complete application/system not less than 500 microns). The operation shall be carried out after scrapping and properly cleaning the surface to remove loose particles with wire brushes, complete in all respect as per the direction of Engineer-in-Charge. | item no.221 | 207 | sqm
3.22 | NEW TECHNOLOGIES AND MATERIALS | item no.222 | [52 empty] | 3.22 | NEW TECHNOLOGIES AND MATERIALS | item no.222
3.23 | Providing, mixing and applying bonding coat of approved adhesive on chipped portion of RCC as per specifications and direction of Engineer-In-charge complete in all respect. | item no.223 | [52 empty] | 3.23 | Providing, mixing and applying bonding coat of approved adhesive on chipped portion of RCC as per specifications and direction of Engineer-In-charge complete in all respect. | item no.223
3.24 | SBR Polymer (@10% of cement weight) modified cementitious bond coat @ 2.2 kg cement per sqm of surface area mixed with specified proportion of approved polymer | item no.224 | 37 | sqm | 103.24 |  |  | Excess(+) | 1 | Full Conversion | INR | [40 empty] | #VALUE! | #VALUE! | #VALUE! | 3.24 | SBR Polymer (@10% of cement weight) modified cementitious bond coat @ 2.2 kg cement per sqm of surface area mixed with specified proportion of approved polymer | item no.224 | 37 | sqm
3.25 | Providing, mixing and applying SBR polymer (of approved make) modified Cement mortar in proportion of 1:4 (1 cement: 4 graded coarse sand with polymer minimum 2% by wt. of cement used) as per specifications and directions of Engineer-in-charge. | item no.225 | [52 empty] | 3.25 | Providing, mixing and applying SBR polymer (of approved make) modified Cement mortar in proportion of 1:4 (1 cement: 4 graded coarse sand with polymer minimum 2% by wt. of cement used) as per specifications and directions of Engineer-in-charge. | item no.225
3.26 | 25 mm average thickness in 2 layers. | item no.226 | 37 | sqm | 447.61 |  |  | Excess(+) | 1 | Full Conversion | INR | [40 empty] | #VALUE! | #VALUE! | #VALUE! | 3.26 | 25 mm average thickness in 2 layers. | item no.226 | 37 | sqm
3.27 | MINOR CIVIL MAINTENANCE WORK: | item no.227 | [52 empty] | 3.27 | MINOR CIVIL MAINTENANCE WORK: | item no.227
3.28 | "Providing and laying in position cement concrete of specified grade excluding the cost of centering and shuttering - All work up to plinth level : 1:5:10 (1 cement : 5 coarse sand (zone-III) derived from natural sources: 10 graded brick aggregate 40 mm nominal size derived from natural sources) | item no.228 | 4.1 | Cum | 5225.52 |  |  | Excess(+) | 1 | Full Conversion | INR | [40 empty] | #VALUE! | #VALUE! | #VALUE! | 3.28 | "Providing and laying in position cement concrete of specified grade excluding the cost of centering and shuttering - All work up to plinth level : 1:5:10 (1 cement : 5 coarse sand (zone-III) derived from natural sources: 10 graded brick aggregate 40 mm nominal size derived from natural sources) | item no.228 | 4.1 | Cum
3.29 | "P/F C.P brass towel rod complete with two C.P.brass brackets fixed to wooden cleats with C.P. brass screws of approved quality size of 600 x 20 mm. | item no.229 | 5 | Each | 457.52 |  |  | Excess(+) | 1 | Full Conversion | INR | [40 empty] | #VALUE! | #VALUE! | #VALUE! | 3.29 | "P/F C.P brass towel rod complete with two C.P.brass brackets fixed to wooden cleats with C.P. brass screws of approved quality size of 600 x 20 mm. | item no.229 | 5 | Each
3.3 | "Providing and fixing gun metal gate valve with C.I. wheel of approved quality (screwed end) : (a) 15mm nominal bore. | item no.230 | 3 | Each | 574.83 |  |  | Excess(+) | 1 | Full Conversion | INR | [40 empty] | #VALUE! | #VALUE! | #VALUE! | 3.3 | "Providing and fixing gun metal gate valve with C.I. wheel of approved quality (screwed end) : (a) 15mm nominal bore. | item no.230 | 3 | Each
3.31 | "Providing and fixing C.P. grating with or without hole for waste pipe for floor/ nahani trap 100 mm dia. weight not less than 100 grams. | item no.231 | 9 | Each | 51.62 |  |  | Excess(+) | 1 | Full Conversion | INR | [40 empty] | #VALUE! | #VALUE! | #VALUE! | 3.31 | "Providing and fixing C.P. grating with or without hole for waste pipe for floor/ nahani trap 100 mm dia. weight not less than 100 grams. | item no.231 | 9 | Each
3.32 | "Providing and fixing C.P flange for C.P bib cock/C.P angle stop cock. | item no.232 | 19 | Each | 29.33 |  |  | Excess(+) | 1 | Full Conversion | INR | [40 empty] | #VALUE! | #VALUE! | #VALUE! | 3.32 | "Providing and fixing C.P flange for C.P bib cock/C.P angle stop cock. | item no.232 | 19 | Each
3.33 | "Providing and fixing C.P Brass shower rose 15 mm or 20 mm inlet with shower arm (a) 75 mm dia fancy type. | item no.233 | 3 | Each | 586.56 |  |  | Excess(+) | 1 | Full Conversion | INR | [40 empty] | #VALUE! | #VALUE! | #VALUE! | 3.33 | "Providing and fixing C.P Brass shower rose 15 mm or 20 mm inlet with shower arm (a) 75 mm dia fancy type. | item no.233 | 3 | Each
3.34 | Providing and fixing ISI marked flush door shutter non decorative type, core of block board construction with frame of first class hard wood and well matched commercial 3 ply veneering with vertical grains or cross bands and face veneers on both faces of shutters. 35 mm thick including ISI marked M.S butt hinges with necessary screw complete. | item no.234 | 1.9 | Sqm | 1954.84 |  |  | Excess(+) | 1 | Full Conversion | INR | [40 empty] | #VALUE! | #VALUE! | #VALUE! | 3.34 | Providing and fixing ISI marked flush door shutter non decorative type, core of block board construction with frame of first class hard wood and well matched commercial 3 ply veneering with vertical grains or cross bands and face veneers on both faces of shutters. 35 mm thick including ISI marked M.S butt hinges with necessary screw complete. | item no.234 | 1.9 | Sqm
3.35 | Providing and fixing aluminium sliding door bolts, ISI marked anodised (anodic coating not less than grade AC 10 as per IS : 1868), transparent or dyed to required colour or shade, with nuts and screws etc. complete : 200x10 mm | item no.235 | 4 | Each | 95.19 |  |  | Excess(+) | 1 | Full Conversion | INR | [40 empty] | #VALUE! | #VALUE! | #VALUE! | 3.35 | Providing and fixing aluminium sliding door bolts, ISI marked anodised (anodic coating not less than grade AC 10 as per IS : 1868), transparent or dyed to required colour or shade, with nuts and screws etc. complete : 200x10 mm | item no.235 | 4 | Each
3.36 | Providing & fiixing Ebco male Aluminium Hanlde and hook for window etc. power coated in required colour with necessary stainless steel screws etc. to the side hung window as per directions of the Engineer-ib-charge complete. | item no.236 | 38 | Each | 131.39 |  |  | Excess(+) | 1 | Full Conversion | INR | [40 empty] | #VALUE! | #VALUE! | #VALUE! | 3.36 | Providing & fiixing Ebco male Aluminium Hanlde and hook for window etc. power coated in required colour with necessary stainless steel screws etc. to the side hung window as per directions of the Engineer-ib-charge complete. | item no.236 | 38 | Each
3.37 | Rewiring for light point/ fan point/ exhaust fan point/ call bell point with 1.5 sq.mm FRLS PVC insulated copper conductor single core cable and 1.5 sq.mm FRLS PVC insulated copper conductor single core cable as earth wire in existing surface/recessed steel/PVC conduit including dismantling as required. | item no.237 | [52 empty] | 3.37 | Rewiring for light point/ fan point/ exhaust fan point/ call bell point with 1.5 sq.mm FRLS PVC insulated copper conductor single core cable and 1.5 sq.mm FRLS PVC insulated copper conductor single core cable as earth wire in existing surface/recessed steel/PVC conduit including dismantling as required. | item no.237
3.38 | Group A | item no.238 | 64 | Points | 441.29 |  |  | Excess(+) | 1 | Full Conversion | INR | [40 empty] | #VALUE! | #VALUE! | #VALUE! | 3.38 | Group A | item no.238 | 64 | Points
3.39 | Supplying & drawing following sizes of FRLS PVC insulated copper conductor single core cable in / on the existing surface / recessed, PVC / steel conduit as reqd. | item no.239 | [52 empty] | 3.39 | Supplying & drawing following sizes of FRLS PVC insulated copper conductor single core cable in / on the existing surface / recessed, PVC / steel conduit as reqd. | item no.239
3.4 | 1 x 1.5 Sq.mm.. | item no.240 | 20 | Mtr. | 34.6 |  |  | Excess(+) | 1 | Full Conversion | INR | [40 empty] | #VALUE! | #VALUE! | #VALUE! | 3.4 | 1 x 1.5 Sq.mm.. | item no.240 | 20 | Mtr.
3.41 | 3 x 1.5 Sq.mm.. | item no.241 | 270 | Mtr. | 73.04 |  |  | Excess(+) | 1 | Full Conversion | INR | [40 empty] | #VALUE! | #VALUE! | #VALUE! | 3.41 | 3 x 1.5 Sq.mm.. | item no.241 | 270 | Mtr.
3.42 | 3 x 4 Sq.mm.. | item no.242 | 175 | Mtr. | 158.37 |  |  | Excess(+) | 1 | Full Conversion | INR | [40 empty] | #VALUE! | #VALUE! | #VALUE! | 3.42 | 3 x 4 Sq.mm.. | item no.242 | 175 | Mtr.
3.43 | Supply and drawing following 0.5 mm dia FRLS PVC insulated annealed copper conductor , inarmoured telephone cable in existing surface//recessed conduit as required. | item no.243 | [52 empty] | 3.43 | Supply and drawing following 0.5 mm dia FRLS PVC insulated annealed copper conductor , inarmoured telephone cable in existing surface//recessed conduit as required. | item no.243
3.44 | 2 Pair | item no.244 | 15 | Mtr. | 29.22 |  |  | Excess(+) | 1 | Full Conversion | INR | [40 empty] | #VALUE! | #VALUE! | #VALUE! | 3.44 | 2 Pair | item no.244 | 15 | Mtr.
3.45 | Supplying and fixing wooden board of following sizes on surface or in recessed with suitable size of phenolic laminated sheet cover in the front etc as reqd. | item no.245 | [52 empty] | 3.45 | Supplying and fixing wooden board of following sizes on surface or in recessed with suitable size of phenolic laminated sheet cover in the front etc as reqd. | item no.245
3.46 | 100 mm x 100 mm | item no.246 | 72 | Nos. | 98.2 |  |  | Excess(+) | 1 | Full Conversion | INR | [40 empty] | #VALUE! | #VALUE! | #VALUE! | 3.46 | 100 mm x 100 mm | item no.246 | 72 | Nos.
3.47 | 175 mm x 100 mm | item no.247 | 40 | Nos. | 118.37 |  |  | Excess(+) | 1 | Full Conversion | INR | [40 empty] | #VALUE! | #VALUE! | #VALUE! | 3.47 | 175 mm x 100 mm | item no.247 | 40 | Nos.
3.48 | 200 mm x 150 mm | item no.248 | 8 | Nos. | 167.47 |  |  | Excess(+) | 1 | Full Conversion | INR | [40 empty] | #VALUE! | #VALUE! | #VALUE! | 3.48 | 200 mm x 150 mm | item no.248 | 8 | Nos.
3.49 | 200 mm x 250 mm | item no.249 | 8 | Nos. | 210.43 |  |  | Excess(+) | 1 | Full Conversion | INR | [40 empty] | #VALUE! | #VALUE! | #VALUE! | 3.49 | 200 mm x 250 mm | item no.249 | 8 | Nos.
3.5 | Supplyand & fixing following rating piano type switch /socket /fan regulator on the existing switch box/cover I/c connection etc. as reqd. | item no.250 | [52 empty] | 3.5 | Supplyand & fixing following rating piano type switch /socket /fan regulator on the existing switch box/cover I/c connection etc. as reqd. | item no.250
3.51 | 5/6 amp one way switch | item no.251 | 104 | Nos. | 39.98 |  |  | Excess(+) | 1 | Full Conversion | INR | [40 empty] | #VALUE! | #VALUE! | #VALUE! | 3.51 | 5/6 amp one way switch | item no.251 | 104 | Nos.
3.52 | 5/6 amp 2 way switch | item no.252 | 2 | Nos. | 49.2 |  |  | Excess(+) | 1 | Full Conversion | INR | [40 empty] | #VALUE! | #VALUE! | #VALUE! | 3.52 | 5/6 amp 2 way switch | item no.252 | 2 | Nos.
3.53 | 15/16 amp one way switch | item no.253 | 20 | Nos. | 93.02 |  |  | Excess(+) | 1 | Full Conversion | INR | [40 empty] | #VALUE! | #VALUE! | #VALUE! | 3.53 | 15/16 amp one way switch | item no.253 | 20 | Nos.
3.54 | 3/5 pin 5/6 Amp. Socket outlet. | item no.254 | 40 | Nos. | 53.05 |  |  | Excess(+) | 1 | Full Conversion | INR | [40 empty] | #VALUE! | #VALUE! | #VALUE! | 3.54 | 3/5 pin 5/6 Amp. Socket outlet. | item no.254 | 40 | Nos.
3.55 | 6 pin 15/16 Amp. Socket outlet | item no.255 | 20 | Nos. | 105.32 |  |  | Excess(+) | 1 | Full Conversion | INR | [40 empty] | #VALUE! | #VALUE! | #VALUE! | 3.55 | 6 pin 15/16 Amp. Socket outlet | item no.255 | 20 | Nos.
3.56 | Telephone socket / jack outlet | item no.256 | 2 | Nos. | 83.8 |  |  | Excess(+) | 1 | Full Conversion | INR | [40 empty] | #VALUE! | #VALUE! | #VALUE! | 3.56 | Telephone socket / jack outlet | item no.256 | 2 | Nos.
3.57 | Bell push | item no.257 | 2 | Nos. | 63.81 |  |  | Excess(+) | 1 | Full Conversion | INR | [40 empty] | #VALUE! | #VALUE! | #VALUE! | 3.57 | Bell push | item no.257 | 2 | Nos.
3.58 | Supply and fixing 3 pin ,5 A ceiling rose on the exissting junction/box including connection etc. as required. | item no.258 | 28 | Nos. | 66.88 |  |  | Excess(+) | 1 | Full Conversion | INR | [40 empty] | #VALUE! | #VALUE! | #VALUE! | 3.58 | Supply and fixing 3 pin ,5 A ceiling rose on the exissting junction/box including connection etc. as required. | item no.258 | 28 | Nos.
3.59 | Supply and fixing brass batten/angle holder on the exissting junction/box including connection etc. as required. | item no.259 | 28 | Nos. | 100.71 |  |  | Excess(+) | 1 | Full Conversion | INR | [40 empty] | #VALUE! | #VALUE! | #VALUE! | 3.59 | Supply and fixing brass batten/angle holder on the exissting junction/box including connection etc. as required. | item no.259 | 28 | Nos.
3.6 | Supply and fixing call bell/ buzzer suitable for single phase, 230V including connection etc. as required. | item no.260 | 28 | Nos. | 76.11 |  |  | Excess(+) | 1 | Full Conversion | INR | [40 empty] | #VALUE! | #VALUE! | #VALUE! | 3.6 | Supply and fixing call bell/ buzzer suitable for single phase, 230V including connection etc. as required. | item no.260 | 28 | Nos.
3.61 | Supply and fixing Fan regulator rotary step type ( socket type) including connection etc. as required. | item no.261 | 12 | Nos. | 199.91 |  |  | Excess(+) | 1 | Full Conversion | INR | [40 empty] | #VALUE! | #VALUE! | #VALUE! | 3.61 | Supply and fixing Fan regulator rotary step type ( socket type) including connection etc. as required. | item no.261 | 12 | Nos.
3.62 | Supplying and fixing following way, single pole and neutral, sheet steel, MCB distribution board, 240 volts, on surface/ recess, complete with tinned copper bus bar, neutral bus bar, earth bar, din bar, interconnections, powder painted including earthing etc. as required. (But without MCB/RCCB/Isolator) | item no.262 | [52 empty] | 3.62 | Supplying and fixing following way, single pole and neutral, sheet steel, MCB distribution board, 240 volts, on surface/ recess, complete with tinned copper bus bar, neutral bus bar, earth bar, din bar, interconnections, powder painted including earthing etc. as required. (But without MCB/RCCB/Isolator) | item no.262
3.63 | 12-way , Double door | item no.263 | 1 | No. | 1779.75 |  |  | Excess(+) | 1 | Full Conversion | INR | [40 empty] | #VALUE! | #VALUE! | #VALUE! | 3.63 | 12-way , Double door | item no.263 | 1 | No.
3.64 | S & F MCB of following pole and rating 240/415 volts 'C' series in the existing MCB DB complete with connection, testing & commissioning etc as reqd. ( legrand) | item no.264 | [52 empty] | 3.64 | S & F MCB of following pole and rating 240/415 volts 'C' series in the existing MCB DB complete with connection, testing & commissioning etc as reqd. ( legrand) | item no.264
3.65 | Single Pole 6 amp to 32 amp | item no.265 | 10 | Nos. | 196.81 |  |  | Excess(+) | 1 | Full Conversion | INR | [40 empty] | #VALUE! | #VALUE! | #VALUE! | 3.65 | Single Pole 6 amp to 32 amp | item no.265 | 10 | Nos.
3.66 | Supplying and fixing following rating and pole, 240/440 V, residual current circuit breaker (RCCB), having a sensitivity current 30 mA in the existing MCB DB complete with connections, testing and commissioning etc. as required. | item no.266 | [52 empty] | 3.66 | Supplying and fixing following rating and pole, 240/440 V, residual current circuit breaker (RCCB), having a sensitivity current 30 mA in the existing MCB DB complete with connections, testing and commissioning etc. as required. | item no.266
3.67 | 25-32 amp double pole RCCB | item no.267 | 2 | Nos. | 1559.11 |  |  | Excess(+) | 1 | Full Conversion | INR | [40 empty] | #VALUE! | #VALUE! | #VALUE! | 3.67 | 25-32 amp double pole RCCB | item no.267 | 2 | Nos.
3.68 | Supply,Installation,Testing and commissioning LED light fittings integrated (with lamps) or without lamps including connection,nut bolts,washer and screw etc. after removing old complete as requiired. | item no.268 | [52 empty] | 3.68 | Supply,Installation,Testing and commissioning LED light fittings integrated (with lamps) or without lamps including connection,nut bolts,washer and screw etc. after removing old complete as requiired. | item no.268
3.69 | LED Bulkhead fitting 6.5 -7 watt, 700lm, IP65 Make- Philips(Vistaglow) (Cat No. WT140W LED7S CW PSU S1 PC) or approved Make. | item no.269 | 2 | Nos. | 754.93 |  |  | Excess(+) | 1 | Full Conversion | INR | [40 empty] | #VALUE! | #VALUE! | #VALUE! | 3.69 | LED Bulkhead fitting 6.5 -7 watt, 700lm, IP65 Make- Philips(Vistaglow) (Cat No. WT140W LED7S CW PSU S1 PC) or approved Make. | item no.269 | 2 | Nos.
3.7 | Providing and fixing following sizes of PVC casing and capping on surface as reqd. | item no.270 | [52 empty] | 3.7 | Providing and fixing following sizes of PVC casing and capping on surface as reqd. | item no.270
3.71 | 20 x 12 mm | item no.271 | 60 | Mtr. | 85.05 |  |  | Excess(+) | 1 | Full Conversion | INR | [40 empty] | #VALUE! | #VALUE! | #VALUE! | 3.71 | 20 x 12 mm | item no.271 | 60 | Mtr.
3.72 | 25 x 16 mm | item no.272 | 120 | Mtr. | 91.19 |  |  | Excess(+) | 1 | Full Conversion | INR | [40 empty] | #VALUE! | #VALUE! | #VALUE! | 3.72 | 25 x 16 mm | item no.272 | 120 | Mtr.
3.73 | 32x 16 mm | item no.273 | 20 | Mtr. | 96.45 |  |  | Excess(+) | 1 | Full Conversion | INR | [40 empty] | #VALUE! | #VALUE! | #VALUE! | 3.73 | 32x 16 mm | item no.273 | 20 | Mtr.
3.74 | Supply, Installation, testing & commissioning of AC ceiling fan of following sweeps, alluminium die cast body , copper wound, double bearing, less than 70 watts 220 volts 50 Hz without regulator I/c wiring the down rods of standard length up to 30 cm with 1.5 sq.mm. PVC insulated copper conductor single core cable etc as reqd. ( ISI marked.) | item no.274 | [52 empty] | 3.74 | Supply, Installation, testing & commissioning of AC ceiling fan of following sweeps, alluminium die cast body , copper wound, double bearing, less than 70 watts 220 volts 50 Hz without regulator I/c wiring the down rods of standard length up to 30 cm with 1.5 sq.mm. PVC insulated copper conductor single core cable etc as reqd. ( ISI marked.) | item no.274
3.75 | 1200 mm Make_Bajaj Kassels/or approved Make. | item no.275 | 1 | No. | 1743.97 |  |  | Excess(+) | 1 | Full Conversion | INR | [40 empty] | #VALUE! | #VALUE! | #VALUE! | 3.75 | 1200 mm Make_Bajaj Kassels/or approved Make. | item no.275 | 1 | No.
3.76 | S & F 3 mm thick phenolic laminated sheet on existing board with brass screw & cup washer etc as reqd. | item no.276 | 200 | Sq.in. | 2.35 |  |  | Excess(+) | 1 | Full Conversion | INR | [40 empty] | #VALUE! | #VALUE! | #VALUE! | 3.76 | S & F 3 mm thick phenolic laminated sheet on existing board with brass screw & cup washer etc as reqd. | item no.276 | 200 | Sq.in.
3.77 | Dismantling of switch board/MS/PVC boxes of any size up to 250x300x100 mm on surface/ recessed including making good and painting with enamel paint etc as reqd | item no.277 | 12 | Nos. | 64.88 |  |  | Excess(+) | 1 | Full Conversion | INR | [40 empty] | #VALUE! | #VALUE! | #VALUE! | 3.77 | Dismantling of switch board/MS/PVC boxes of any size up to 250x300x100 mm on surface/ recessed including making good and painting with enamel paint etc as reqd | item no.277 | 12 | Nos.
3.78 | Dismantling of old/damaged DB/ TPN switch Box etc. on surface/ recessed including making good and painting with enamel paint etc as reqd | item no.278 | 1 | No. | 206.05 |  |  | Excess(+) | 1 | Full Conversion | INR | [40 empty] | #VALUE! | #VALUE! | #VALUE! | 3.78 | Dismantling of old/damaged DB/ TPN switch Box etc. on surface/ recessed including making good and painting with enamel paint etc as reqd | item no.278 | 1 | No.
3.79 | Dismantling the old wood batten/PVC casing caping of all sizes from surface & making good the damages I/c filling the holes of the surface and depositing the same as reqd. | item no.279 | 60 | Mtr. | 6.14 |  |  | Excess(+) | 1 | Full Conversion | INR | [40 empty] | #VALUE! | #VALUE! | #VALUE! | 3.79 | Dismantling the old wood batten/PVC casing caping of all sizes from surface & making good the damages I/c filling the holes of the surface and depositing the same as reqd. | item no.279 | 60 | Mtr.
3.8 | Dismantling, disconnecting 3x1.5 /2.5 /4.0 /6.0 /10.0 sqmm wire from existing conduit pipe casing and caping and making role and depositing in store as reqd. | item no.280 | 100 | Mtr. | 3.51 |  |  | Excess(+) | 1 | Full Conversion | INR | [40 empty] | #VALUE! | #VALUE! | #VALUE! | 3.8 | Dismantling, disconnecting 3x1.5 /2.5 /4.0 /6.0 /10.0 sqmm wire from existing conduit pipe casing and caping and making role and depositing in store as reqd. | item no.280 | 100 | Mtr.
3.81 | Drawing of optical/ RG-6 cable / network cable/ wiring cable/ telephone cable in existing surface /concealed conduits reqd. | item no.281 | 20 | Mtrs | 16.66 |  |  | Excess(+) | 1 | Full Conversion | INR | [40 empty] | #VALUE! | #VALUE! | #VALUE! | 3.81 | Drawing of optical/ RG-6 cable / network cable/ wiring cable/ telephone cable in existing surface /concealed conduits reqd. | item no.281 | 20 | Mtrs
Total in Figures | Dismantling the old wood batten/PVC casing caping of all sizes from surface & making good the damages I/c filling the holes of the surface and depositing the same as reqd. | [50 empty] | #VALUE! | #VALUE! | #VALUE!
Quoted Rate in Figures | Dismantling, disconnecting 3x1.5 /2.5 /4.0 /6.0 /10.0 sqmm wire from existing conduit pipe casing and caping and making role and depositing in store as reqd. |  |  | Select | [47 empty] | 0 | 0 | #VALUE!
Quoted Rate in Words | Drawing of optical/ RG-6 cable / network cable/ wiring cable/ telephone cable in existing surface /concealed conduits reqd. | #VALUE!
Note on K16: gepadmin: 1. If you choose "Full Conversion" then Column BA (AMOUNT) and Column BB (TAXES) BOTH values will be convert based on selected Currency in (Column L). 2. If you choose "Partial Conversion" then Column BA (AMOUNT) only will be converted based on selected currency (Column L) and Column BB (TAXES) value (INR) will be added to the converted values.
Note on K19: gepadmin: 1. If you choose "Full Conversion" then Column BA (AMOUNT) and Column BB (TAXES) BOTH values will be convert based on selected Currency in (Column L). 2. If you choose "Partial Conversion" then Column BA (AMOUNT) only will be converted based on selected currency (Column L) and Column BB (TAXES) value (INR) will be added to the converted values.
Note on K20: gepadmin: 1. If you choose "Full Conversion" then Column BA (AMOUNT) and Column BB (TAXES) BOTH values will be convert based on selected Currency in (Column L). 2. If you choose "Partial Conversion" then Column BA (AMOUNT) only will be converted based on selected currency (Column L) and Column BB (TAXES) value (INR) will be added to the converted values.
Note on K23: gepadmin: 1. If you choose "Full Conversion" then Column BA (AMOUNT) and Column BB (TAXES) BOTH values will be convert based on selected Currency in (Column L). 2. If you choose "Partial Conversion" then Column BA (AMOUNT) only will be converted based on selected currency (Column L) and Column BB (TAXES) value (INR) will be added to the converted values.
Note on K24: gepadmin: 1. If you choose "Full Conversion" then Column BA (AMOUNT) and Column BB (TAXES) BOTH values will be convert based on selected Currency in (Column L). 2. If you choose "Partial Conversion" then Column BA (AMOUNT) only will be converted based on selected currency (Column L) and Column BB (TAXES) value (INR) will be added to the converted values.
Note on K26: gepadmin: 1. If you choose "Full Conversion" then Column BA (AMOUNT) and Column BB (TAXES) BOTH values will be convert based on selected Currency in (Column L). 2. If you choose "Partial Conversion" then Column BA (AMOUNT) only will be converted based on selected currency (Column L) and Column BB (TAXES) value (INR) will be added to the converted values.
Note on K27: gepadmin: 1. If you choose "Full Conversion" then Column BA (AMOUNT) and Column BB (TAXES) BOTH values will be convert based on selected Currency in (Column L). 2. If you choose "Partial Conversion" then Column BA (AMOUNT) only will be converted based on selected currency (Column L) and Column BB (TAXES) value (INR) will be added to the converted values.
Note on K29: gepadmin: 1. If you choose "Full Conversion" then Column BA (AMOUNT) and Column BB (TAXES) BOTH values will be convert based on selected Currency in (Column L). 2. If you choose "Partial Conversion" then Column BA (AMOUNT) only will be converted based on selected currency (Column L) and Column BB (TAXES) value (INR) will be added to the converted values.
Note on K32: gepadmin: 1. If you choose "Full Conversion" then Column BA (AMOUNT) and Column BB (TAXES) BOTH values will be convert based on selected Currency in (Column L). 2. If you choose "Partial Conversion" then Column BA (AMOUNT) only will be converted based on selected currency (Column L) and Column BB (TAXES) value (INR) will be added to the converted values.
Note on K34: gepadmin: 1. If you choose "Full Conversion" then Column BA (AMOUNT) and Column BB (TAXES) BOTH values will be convert based on selected Currency in (Column L). 2. If you choose "Partial Conversion" then Column BA (AMOUNT) only will be converted based on selected currency (Column L) and Column BB (TAXES) value (INR) will be added to the converted values.
Note on K35: gepadmin: 1. If you choose "Full Conversion" then Column BA (AMOUNT) and Column BB (TAXES) BOTH values will be convert based on selected Currency in (Column L). 2. If you choose "Partial Conversion" then Column BA (AMOUNT) only will be converted based on selected currency (Column L) and Column BB (TAXES) value (INR) will be added to the converted values.
Note on K39: gepadmin: 1. If you choose "Full Conversion" then Column BA (AMOUNT) and Column BB (TAXES) BOTH values will be convert based on selected Currency in (Column L). 2. If you choose "Partial Conversion" then Column BA (AMOUNT) only will be converted based on selected currency (Column L) and Column BB (TAXES) value (INR) will be added to the converted values.
Note on K40: gepadmin: 1. If you choose "Full Conversion" then Column BA (AMOUNT) and Column BB (TAXES) BOTH values will be convert based on selected Currency in (Column L). 2. If you choose "Partial Conversion" then Column BA (AMOUNT) only will be converted based on selected currency (Column L) and Column BB (TAXES) value (INR) will be added to the converted values.
Note on K41: gepadmin: 1. If you choose "Full Conversion" then Column BA (AMOUNT) and Column BB (TAXES) BOTH values will be convert based on selected Currency in (Column L). 2. If you choose "Partial Conversion" then Column BA (AMOUNT) only will be converted based on selected currency (Column L) and Column BB (TAXES) value (INR) will be added to the converted values.
Note on K44: gepadmin: 1. If you choose "Full Conversion" then Column BA (AMOUNT) and Column BB (TAXES) BOTH values will be convert based on selected Currency in (Column L). 2. If you choose "Partial Conversion" then Column BA (AMOUNT) only will be converted based on selected currency (Column L) and Column BB (TAXES) value (INR) will be added to the converted values.
Note on K47: gepadmin: 1. If you choose "Full Conversion" then Column BA (AMOUNT) and Column BB (TAXES) BOTH values will be convert based on selected Currency in (Column L). 2. If you choose "Partial Conversion" then Column BA (AMOUNT) only will be converted based on selected currency (Column L) and Column BB (TAXES) value (INR) will be added to the converted values.
Note on K48: gepadmin: 1. If you choose "Full Conversion" then Column BA (AMOUNT) and Column BB (TAXES) BOTH values will be convert based on selected Currency in (Column L). 2. If you choose "Partial Conversion" then Column BA (AMOUNT) only will be converted based on selected currency (Column L) and Column BB (TAXES) value (INR) will be added to the converted values.
Note on K50: gepadmin: 1. If you choose "Full Conversion" then Column BA (AMOUNT) and Column BB (TAXES) BOTH values will be convert based on selected Currency in (Column L). 2. If you choose "Partial Conversion" then Column BA (AMOUNT) only will be converted based on selected currency (Column L) and Column BB (TAXES) value (INR) will be added to the converted values.
Note on K51: gepadmin: 1. If you choose "Full Conversion" then Column BA (AMOUNT) and Column BB (TAXES) BOTH values will be convert based on selected Currency in (Column L). 2. If you choose "Partial Conversion" then Column BA (AMOUNT) only will be converted based on selected currency (Column L) and Column BB (TAXES) value (INR) will be added to the converted values.
Note on K53: gepadmin: 1. If you choose "Full Conversion" then Column BA (AMOUNT) and Column BB (TAXES) BOTH values will be convert based on selected Currency in (Column L). 2. If you choose "Partial Conversion" then Column BA (AMOUNT) only will be converted based on selected currency (Column L) and Column BB (TAXES) value (INR) will be added to the converted values.
Note on K55: gepadmin: 1. If you choose "Full Conversion" then Column BA (AMOUNT) and Column BB (TAXES) BOTH values will be convert based on selected Currency in (Column L). 2. If you choose "Partial Conversion" then Column BA (AMOUNT) only will be converted based on selected currency (Column L) and Column BB (TAXES) value (INR) will be added to the converted values.
Note on K56: gepadmin: 1. If you choose "Full Conversion" then Column BA (AMOUNT) and Column BB (TAXES) BOTH values will be convert based on selected Currency in (Column L). 2. If you choose "Partial Conversion" then Column BA (AMOUNT) only will be converted based on selected currency (Column L) and Column BB (TAXES) value (INR) will be added to the converted values.
Note on K57: gepadmin: 1. If you choose "Full Conversion" then Column BA (AMOUNT) and Column BB (TAXES) BOTH values will be convert based on selected Currency in (Column L). 2. If you choose "Partial Conversion" then Column BA (AMOUNT) only will be converted based on selected currency (Column L) and Column BB (TAXES) value (INR) will be added to the converted values.
Note on K59: gepadmin: 1. If you choose "Full Conversion" then Column BA (AMOUNT) and Column BB (TAXES) BOTH values will be convert based on selected Currency in (Column L). 2. If you choose "Partial Conversion" then Column BA (AMOUNT) only will be converted based on selected currency (Column L) and Column BB (TAXES) value (INR) will be added to the converted values.
Note on K60: gepadmin: 1. If you choose "Full Conversion" then Column BA (AMOUNT) and Column BB (TAXES) BOTH values will be convert based on selected Currency in (Column L). 2. If you choose "Partial Conversion" then Column BA (AMOUNT) only will be converted based on selected currency (Column L) and Column BB (TAXES) value (INR) will be added to the converted values.
Note on K61: gepadmin: 1. If you choose "Full Conversion" then Column BA (AMOUNT) and Column BB (TAXES) BOTH values will be convert based on selected Currency in (Column L). 2. If you choose "Partial Conversion" then Column BA (AMOUNT) only will be converted based on selected currency (Column L) and Column BB (TAXES) value (INR) will be added to the converted values.
Note on K63: gepadmin: 1. If you choose "Full Conversion" then Column BA (AMOUNT) and Column BB (TAXES) BOTH values will be convert based on selected Currency in (Column L). 2. If you choose "Partial Conversion" then Column BA (AMOUNT) only will be converted based on selected currency (Column L) and Column BB (TAXES) value (INR) will be added to the converted values.
Note on K65: gepadmin: 1. If you choose "Full Conversion" then Column BA (AMOUNT) and Column BB (TAXES) BOTH values will be convert based on selected Currency in (Column L). 2. If you choose "Partial Conversion" then Column BA (AMOUNT) only will be converted based on selected currency (Column L) and Column BB (TAXES) value (INR) will be added to the converted values.
Note on K66: gepadmin: 1. If you choose "Full Conversion" then Column BA (AMOUNT) and Column BB (TAXES) BOTH values will be convert based on selected Currency in (Column L). 2. If you choose "Partial Conversion" then Column BA (AMOUNT) only will be converted based on selected currency (Column L) and Column BB (TAXES) value (INR) will be added to the converted values.
Note on K67: gepadmin: 1. If you choose "Full Conversion" then Column BA (AMOUNT) and Column BB (TAXES) BOTH values will be convert based on selected Currency in (Column L). 2. If you choose "Partial Conversion" then Column BA (AMOUNT) only will be converted based on selected currency (Column L) and Column BB (TAXES) value (INR) will be added to the converted values.
Note on K69: gepadmin: 1. If you choose "Full Conversion" then Column BA (AMOUNT) and Column BB (TAXES) BOTH values will be convert based on selected Currency in (Column L). 2. If you choose "Partial Conversion" then Column BA (AMOUNT) only will be converted based on selected currency (Column L) and Column BB (TAXES) value (INR) will be added to the converted values.
Note on K70: gepadmin: 1. If you choose "Full Conversion" then Column BA (AMOUNT) and Column BB (TAXES) BOTH values will be convert based on selected Currency in (Column L). 2. If you choose "Partial Conversion" then Column BA (AMOUNT) only will be converted based on selected currency (Column L) and Column BB (TAXES) value (INR) will be added to the converted values.
Note on K72: gepadmin: 1. If you choose "Full Conversion" then Column BA (AMOUNT) and Column BB (TAXES) BOTH values will be convert based on selected Currency in (Column L). 2. If you choose "Partial Conversion" then Column BA (AMOUNT) only will be converted based on selected currency (Column L) and Column BB (TAXES) value (INR) will be added to the converted values.
Note on K74: gepadmin: 1. If you choose "Full Conversion" then Column BA (AMOUNT) and Column BB (TAXES) BOTH values will be convert based on selected Currency in (Column L). 2. If you choose "Partial Conversion" then Column BA (AMOUNT) only will be converted based on selected currency (Column L) and Column BB (TAXES) value (INR) will be added to the converted values.
Note on K76: gepadmin: 1. If you choose "Full Conversion" then Column BA (AMOUNT) and Column BB (TAXES) BOTH values will be convert based on selected Currency in (Column L). 2. If you choose "Partial Conversion" then Column BA (AMOUNT) only will be converted based on selected currency (Column L) and Column BB (TAXES) value (INR) will be added to the converted values.
Note on K80: gepadmin: 1. If you choose "Full Conversion" then Column BA (AMOUNT) and Column BB (TAXES) BOTH values will be convert based on selected Currency in (Column L). 2. If you choose "Partial Conversion" then Column BA (AMOUNT) only will be converted based on selected currency (Column L) and Column BB (TAXES) value (INR) will be added to the converted values.
Note on K83: gepadmin: 1. If you choose "Full Conversion" then Column BA (AMOUNT) and Column BB (TAXES) BOTH values will be convert based on selected Currency in (Column L). 2. If you choose "Partial Conversion" then Column BA (AMOUNT) only will be converted based on selected currency (Column L) and Column BB (TAXES) value (INR) will be added to the converted values.
Note on K85: gepadmin: 1. If you choose "Full Conversion" then Column BA (AMOUNT) and Column BB (TAXES) BOTH values will be convert based on selected Currency in (Column L). 2. If you choose "Partial Conversion" then Column BA (AMOUNT) only will be converted based on selected currency (Column L) and Column BB (TAXES) value (INR) will be added to the converted values.
Note on K87: gepadmin: 1. If you choose "Full Conversion" then Column BA (AMOUNT) and Column BB (TAXES) BOTH values will be convert based on selected Currency in (Column L). 2. If you choose "Partial Conversion" then Column BA (AMOUNT) only will be converted based on selected currency (Column L) and Column BB (TAXES) value (INR) will be added to the converted values.
Note on K89: gepadmin: 1. If you choose "Full Conversion" then Column BA (AMOUNT) and Column BB (TAXES) BOTH values will be convert based on selected Currency in (Column L). 2. If you choose "Partial Conversion" then Column BA (AMOUNT) only will be converted based on selected currency (Column L) and Column BB (TAXES) value (INR) will be added to the converted values.
Note on K92: gepadmin: 1. If you choose "Full Conversion" then Column BA (AMOUNT) and Column BB (TAXES) BOTH values will be convert based on selected Currency in (Column L). 2. If you choose "Partial Conversion" then Column BA (AMOUNT) only will be converted based on selected currency (Column L) and Column BB (TAXES) value (INR) will be added to the converted values.
Note on K94: gepadmin: 1. If you choose "Full Conversion" then Column BA (AMOUNT) and Column BB (TAXES) BOTH values will be convert based on selected Currency in (Column L). 2. If you choose "Partial Conversion" then Column BA (AMOUNT) only will be converted based on selected currency (Column L) and Column BB (TAXES) value (INR) will be added to the converted values.
Note on K95: gepadmin: 1. If you choose "Full Conversion" then Column BA (AMOUNT) and Column BB (TAXES) BOTH values will be convert based on selected Currency in (Column L). 2. If you choose "Partial Conversion" then Column BA (AMOUNT) only will be converted based on selected currency (Column L) and Column BB (TAXES) value (INR) will be added to the converted values.
Note on K97: gepadmin: 1. If you choose "Full Conversion" then Column BA (AMOUNT) and Column BB (TAXES) BOTH values will be convert based on selected Currency in (Column L). 2. If you choose "Partial Conversion" then Column BA (AMOUNT) only will be converted based on selected currency (Column L) and Column BB (TAXES) value (INR) will be added to the converted values.
Note on K99: gepadmin: 1. If you choose "Full Conversion" then Column BA (AMOUNT) and Column BB (TAXES) BOTH values will be convert based on selected Currency in (Column L). 2. If you choose "Partial Conversion" then Column BA (AMOUNT) only will be converted based on selected currency (Column L) and Column BB (TAXES) value (INR) will be added to the converted values.
Note on K102: gepadmin: 1. If you choose "Full Conversion" then Column BA (AMOUNT) and Column BB (TAXES) BOTH values will be convert based on selected Currency in (Column L). 2. If you choose "Partial Conversion" then Column BA (AMOUNT) only will be converted based on selected currency (Column L) and Column BB (TAXES) value (INR) will be added to the converted values.
Note on K105: gepadmin: 1. If you choose "Full Conversion" then Column BA (AMOUNT) and Column BB (TAXES) BOTH values will be convert based on selected Currency in (Column L). 2. If you choose "Partial Conversion" then Column BA (AMOUNT) only will be converted based on selected currency (Column L) and Column BB (TAXES) value (INR) will be added to the converted values.
Note on K107: gepadmin: 1. If you choose "Full Conversion" then Column BA (AMOUNT) and Column BB (TAXES) BOTH values will be convert based on selected Currency in (Column L). 2. If you choose "Partial Conversion" then Column BA (AMOUNT) only will be converted based on selected currency (Column L) and Column BB (TAXES) value (INR) will be added to the converted values.
Note on K109: gepadmin: 1. If you choose "Full Conversion" then Column BA (AMOUNT) and Column BB (TAXES) BOTH values will be convert based on selected Currency in (Column L). 2. If you choose "Partial Conversion" then Column BA (AMOUNT) only will be converted based on selected currency (Column L) and Column BB (TAXES) value (INR) will be added to the converted values.
Note on K111: gepadmin: 1. If you choose "Full Conversion" then Column BA (AMOUNT) and Column BB (TAXES) BOTH values will be convert based on selected Currency in (Column L). 2. If you choose "Partial Conversion" then Column BA (AMOUNT) only will be converted based on selected currency (Column L) and Column BB (TAXES) value (INR) will be added to the converted values.
Note on K113: gepadmin: 1. If you choose "Full Conversion" then Column BA (AMOUNT) and Column BB (TAXES) BOTH values will be convert based on selected Currency in (Column L). 2. If you choose "Partial Conversion" then Column BA (AMOUNT) only will be converted based on selected currency (Column L) and Column BB (TAXES) value (INR) will be added to the converted values.
Note on K115: gepadmin: 1. If you choose "Full Conversion" then Column BA (AMOUNT) and Column BB (TAXES) BOTH values will be convert based on selected Currency in (Column L). 2. If you choose "Partial Conversion" then Column BA (AMOUNT) only will be converted based on selected currency (Column L) and Column BB (TAXES) value (INR) will be added to the converted values.
Note on K117: gepadmin: 1. If you choose "Full Conversion" then Column BA (AMOUNT) and Column BB (TAXES) BOTH values will be convert based on selected Currency in (Column L). 2. If you choose "Partial Conversion" then Column BA (AMOUNT) only will be converted based on selected currency (Column L) and Column BB (TAXES) value (INR) will be added to the converted values.
Note on K119: gepadmin: 1. If you choose "Full Conversion" then Column BA (AMOUNT) and Column BB (TAXES) BOTH values will be convert based on selected Currency in (Column L). 2. If you choose "Partial Conversion" then Column BA (AMOUNT) only will be converted based on selected currency (Column L) and Column BB (TAXES) value (INR) will be added to the converted values.
Note on K121: gepadmin: 1. If you choose "Full Conversion" then Column BA (AMOUNT) and Column BB (TAXES) BOTH values will be convert based on selected Currency in (Column L). 2. If you choose "Partial Conversion" then Column BA (AMOUNT) only will be converted based on selected currency (Column L) and Column BB (TAXES) value (INR) will be added to the converted values.
Note on K122: gepadmin: 1. If you choose "Full Conversion" then Column BA (AMOUNT) and Column BB (TAXES) BOTH values will be convert based on selected Currency in (Column L). 2. If you choose "Partial Conversion" then Column BA (AMOUNT) only will be converted based on selected currency (Column L) and Column BB (TAXES) value (INR) will be added to the converted values.
Note on K124: gepadmin: 1. If you choose "Full Conversion" then Column BA (AMOUNT) and Column BB (TAXES) BOTH values will be convert based on selected Currency in (Column L). 2. If you choose "Partial Conversion" then Column BA (AMOUNT) only will be converted based on selected currency (Column L) and Column BB (TAXES) value (INR) will be added to the converted values.
Note on K126: gepadmin: 1. If you choose "Full Conversion" then Column BA (AMOUNT) and Column BB (TAXES) BOTH values will be convert based on selected Currency in (Column L). 2. If you choose "Partial Conversion" then Column BA (AMOUNT) only will be converted based on selected currency (Column L) and Column BB (TAXES) value (INR) will be added to the converted values.
Note on K127: gepadmin: 1. If you choose "Full Conversion" then Column BA (AMOUNT) and Column BB (TAXES) BOTH values will be convert based on selected Currency in (Column L). 2. If you choose "Partial Conversion" then Column BA (AMOUNT) only will be converted based on selected currency (Column L) and Column BB (TAXES) value (INR) will be added to the converted values.
Note on K129: gepadmin: 1. If you choose "Full Conversion" then Column BA (AMOUNT) and Column BB (TAXES) BOTH values will be convert based on selected Currency in (Column L). 2. If you choose "Partial Conversion" then Column BA (AMOUNT) only will be converted based on selected currency (Column L) and Column BB (TAXES) value (INR) will be added to the converted values.
Note on K131: gepadmin: 1. If you choose "Full Conversion" then Column BA (AMOUNT) and Column BB (TAXES) BOTH values will be convert based on selected Currency in (Column L). 2. If you choose "Partial Conversion" then Column BA (AMOUNT) only will be converted based on selected currency (Column L) and Column BB (TAXES) value (INR) will be added to the converted values.
Note on K133: gepadmin: 1. If you choose "Full Conversion" then Column BA (AMOUNT) and Column BB (TAXES) BOTH values will be convert based on selected Currency in (Column L). 2. If you choose "Partial Conversion" then Column BA (AMOUNT) only will be converted based on selected currency (Column L) and Column BB (TAXES) value (INR) will be added to the converted values.
Note on K136: gepadmin: 1. If you choose "Full Conversion" then Column BA (AMOUNT) and Column BB (TAXES) BOTH values will be convert based on selected Currency in (Column L). 2. If you choose "Partial Conversion" then Column BA (AMOUNT) only will be converted based on selected currency (Column L) and Column BB (TAXES) value (INR) will be added to the converted values.
Note on K138: gepadmin: 1. If you choose "Full Conversion" then Column BA (AMOUNT) and Column BB (TAXES) BOTH values will be convert based on selected Currency in (Column L). 2. If you choose "Partial Conversion" then Column BA (AMOUNT) only will be converted based on selected currency (Column L) and Column BB (TAXES) value (INR) will be added to the converted values.
Note on K139: gepadmin: 1. If you choose "Full Conversion" then Column BA (AMOUNT) and Column BB (TAXES) BOTH values will be convert based on selected Currency in (Column L). 2. If you choose "Partial Conversion" then Column BA (AMOUNT) only will be converted based on selected currency (Column L) and Column BB (TAXES) value (INR) will be added to the converted values.
Note on K141: gepadmin: 1. If you choose "Full Conversion" then Column BA (AMOUNT) and Column BB (TAXES) BOTH values will be convert based on selected Currency in (Column L). 2. If you choose "Partial Conversion" then Column BA (AMOUNT) only will be converted based on selected currency (Column L) and Column BB (TAXES) value (INR) will be added to the converted values.
Note on K143: gepadmin: 1. If you choose "Full Conversion" then Column BA (AMOUNT) and Column BB (TAXES) BOTH values will be convert based on selected Currency in (Column L). 2. If you choose "Partial Conversion" then Column BA (AMOUNT) only will be converted based on selected currency (Column L) and Column BB (TAXES) value (INR) will be added to the converted values.
Note on K144: gepadmin: 1. If you choose "Full Conversion" then Column BA (AMOUNT) and Column BB (TAXES) BOTH values will be convert based on selected Currency in (Column L). 2. If you choose "Partial Conversion" then Column BA (AMOUNT) only will be converted based on selected currency (Column L) and Column BB (TAXES) value (INR) will be added to the converted values.
Note on K146: gepadmin: 1. If you choose "Full Conversion" then Column BA (AMOUNT) and Column BB (TAXES) BOTH values will be convert based on selected Currency in (Column L). 2. If you choose "Partial Conversion" then Column BA (AMOUNT) only will be converted based on selected currency (Column L) and Column BB (TAXES) value (INR) will be added to the converted values.
Note on K148: gepadmin: 1. If you choose "Full Conversion" then Column BA (AMOUNT) and Column BB (TAXES) BOTH values will be convert based on selected Currency in (Column L). 2. If you choose "Partial Conversion" then Column BA (AMOUNT) only will be converted based on selected currency (Column L) and Column BB (TAXES) value (INR) will be added to the converted values.
Note on K149: gepadmin: 1. If you choose "Full Conversion" then Column BA (AMOUNT) and Column BB (TAXES) BOTH values will be convert based on selected Currency in (Column L). 2. If you choose "Partial Conversion" then Column BA (AMOUNT) only will be converted based on selected currency (Column L) and Column BB (TAXES) value (INR) will be added to the converted values.
Note on K151: gepadmin: 1. If you choose "Full Conversion" then Column BA (AMOUNT) and Column BB (TAXES) BOTH values will be convert based on selected Currency in (Column L). 2. If you choose "Partial Conversion" then Column BA (AMOUNT) only will be converted based on selected currency (Column L) and Column BB (TAXES) value (INR) will be added to the converted values.
Note on K153: gepadmin: 1. If you choose "Full Conversion" then Column BA (AMOUNT) and Column BB (TAXES) BOTH values will be convert based on selected Currency in (Column L). 2. If you choose "Partial Conversion" then Column BA (AMOUNT) only will be converted based on selected currency (Column L) and Column BB (TAXES) value (INR) will be added to the converted values.
Note on K154: gepadmin: 1. If you choose "Full Conversion" then Column BA (AMOUNT) and Column BB (TAXES) BOTH values will be convert based on selected Currency in (Column L). 2. If you choose "Partial Conversion" then Column BA (AMOUNT) only will be converted based on selected currency (Column L) and Column BB (TAXES) value (INR) will be added to the converted values.
Note on K155: gepadmin: 1. If you choose "Full Conversion" then Column BA (AMOUNT) and Column BB (TAXES) BOTH values will be convert based on selected Currency in (Column L). 2. If you choose "Partial Conversion" then Column BA (AMOUNT) only will be converted based on selected currency (Column L) and Column BB (TAXES) value (INR) will be added to the converted values.
Note on K156: gepadmin: 1. If you choose "Full Conversion" then Column BA (AMOUNT) and Column BB (TAXES) BOTH values will be convert based on selected Currency in (Column L). 2. If you choose "Partial Conversion" then Column BA (AMOUNT) only will be converted based on selected currency (Column L) and Column BB (TAXES) value (INR) will be added to the converted values.
Note on K159: gepadmin: 1. If you choose "Full Conversion" then Column BA (AMOUNT) and Column BB (TAXES) BOTH values will be convert based on selected Currency in (Column L). 2. If you choose "Partial Conversion" then Column BA (AMOUNT) only will be converted based on selected currency (Column L) and Column BB (TAXES) value (INR) will be added to the converted values.
Note on K160: gepadmin: 1. If you choose "Full Conversion" then Column BA (AMOUNT) and Column BB (TAXES) BOTH values will be convert based on selected Currency in (Column L). 2. If you choose "Partial Conversion" then Column BA (AMOUNT) only will be converted based on selected currency (Column L) and Column BB (TAXES) value (INR) will be added to the converted values.
Note on K163: gepadmin: 1. If you choose "Full Conversion" then Column BA (AMOUNT) and Column BB (TAXES) BOTH values will be convert based on selected Currency in (Column L). 2. If you choose "Partial Conversion" then Column BA (AMOUNT) only will be converted based on selected currency (Column L) and Column BB (TAXES) value (INR) will be added to the converted values.
Note on K165: gepadmin: 1. If you choose "Full Conversion" then Column BA (AMOUNT) and Column BB (TAXES) BOTH values will be convert based on selected Currency in (Column L). 2. If you choose "Partial Conversion" then Column BA (AMOUNT) only will be converted based on selected currency (Column L) and Column BB (TAXES) value (INR) will be added to the converted values.
Note on K168: gepadmin: 1. If you choose "Full Conversion" then Column BA (AMOUNT) and Column BB (TAXES) BOTH values will be convert based on selected Currency in (Column L). 2. If you choose "Partial Conversion" then Column BA (AMOUNT) only will be converted based on selected currency (Column L) and Column BB (TAXES) value (INR) will be added to the converted values.
Note on K171: gepadmin: 1. If you choose "Full Conversion" then Column BA (AMOUNT) and Column BB (TAXES) BOTH values will be convert based on selected Currency in (Column L). 2. If you choose "Partial Conversion" then Column BA (AMOUNT) only will be converted based on selected currency (Column L) and Column BB (TAXES) value (INR) will be added to the converted values.
Note on K172: gepadmin: 1. If you choose "Full Conversion" then Column BA (AMOUNT) and Column BB (TAXES) BOTH values will be convert based on selected Currency in (Column L). 2. If you choose "Partial Conversion" then Column BA (AMOUNT) only will be converted based on selected currency (Column L) and Column BB (TAXES) value (INR) will be added to the converted values.
Note on K175: gepadmin: 1. If you choose "Full Conversion" then Column BA (AMOUNT) and Column BB (TAXES) BOTH values will be convert based on selected Currency in (Column L). 2. If you choose "Partial Conversion" then Column BA (AMOUNT) only will be converted based on selected currency (Column L) and Column BB (TAXES) value (INR) will be added to the converted values.
Note on K177: gepadmin: 1. If you choose "Full Conversion" then Column BA (AMOUNT) and Column BB (TAXES) BOTH values will be convert based on selected Currency in (Column L). 2. If you choose "Partial Conversion" then Column BA (AMOUNT) only will be converted based on selected currency (Column L) and Column BB (TAXES) value (INR) will be added to the converted values.
Note on K179: gepadmin: 1. If you choose "Full Conversion" then Column BA (AMOUNT) and Column BB (TAXES) BOTH values will be convert based on selected Currency in (Column L). 2. If you choose "Partial Conversion" then Column BA (AMOUNT) only will be converted based on selected currency (Column L) and Column BB (TAXES) value (INR) will be added to the converted values.
Note on K182: gepadmin: 1. If you choose "Full Conversion" then Column BA (AMOUNT) and Column BB (TAXES) BOTH values will be convert based on selected Currency in (Column L). 2. If you choose "Partial Conversion" then Column BA (AMOUNT) only will be converted based on selected currency (Column L) and Column BB (TAXES) value (INR) will be added to the converted values.
Note on K185: gepadmin: 1. If you choose "Full Conversion" then Column BA (AMOUNT) and Column BB (TAXES) BOTH values will be convert based on selected Currency in (Column L). 2. If you choose "Partial Conversion" then Column BA (AMOUNT) only will be converted based on selected currency (Column L) and Column BB (TAXES) value (INR) will be added to the converted values.
Note on K188: gepadmin: 1. If you choose "Full Conversion" then Column BA (AMOUNT) and Column BB (TAXES) BOTH values will be convert based on selected Currency in (Column L). 2. If you choose "Partial Conversion" then Column BA (AMOUNT) only will be converted based on selected currency (Column L) and Column BB (TAXES) value (INR) will be added to the converted values.
Note on K190: gepadmin: 1. If you choose "Full Conversion" then Column BA (AMOUNT) and Column BB (TAXES) BOTH values will be convert based on selected Currency in (Column L). 2. If you choose "Partial Conversion" then Column BA (AMOUNT) only will be converted based on selected currency (Column L) and Column BB (TAXES) value (INR) will be added to the converted values.
Note on K192: gepadmin: 1. If you choose "Full Conversion" then Column BA (AMOUNT) and Column BB (TAXES) BOTH values will be convert based on selected Currency in (Column L). 2. If you choose "Partial Conversion" then Column BA (AMOUNT) only will be converted based on selected currency (Column L) and Column BB (TAXES) value (INR) will be added to the converted values.
Note on K193: gepadmin: 1. If you choose "Full Conversion" then Column BA (AMOUNT) and Column BB (TAXES) BOTH values will be convert based on selected Currency in (Column L). 2. If you choose "Partial Conversion" then Column BA (AMOUNT) only will be converted based on selected currency (Column L) and Column BB (TAXES) value (INR) will be added to the converted values.
Note on K196: gepadmin: 1. If you choose "Full Conversion" then Column BA (AMOUNT) and Column BB (TAXES) BOTH values will be convert based on selected Currency in (Column L). 2. If you choose "Partial Conversion" then Column BA (AMOUNT) only will be converted based on selected currency (Column L) and Column BB (TAXES) value (INR) will be added to the converted values.
Note on K199: gepadmin: 1. If you choose "Full Conversion" then Column BA (AMOUNT) and Column BB (TAXES) BOTH values will be convert based on selected Currency in (Column L). 2. If you choose "Partial Conversion" then Column BA (AMOUNT) only will be converted based on selected currency (Column L) and Column BB (TAXES) value (INR) will be added to the converted values.
Note on K200: gepadmin: 1. If you choose "Full Conversion" then Column BA (AMOUNT) and Column BB (TAXES) BOTH values will be convert based on selected Currency in (Column L). 2. If you choose "Partial Conversion" then Column BA (AMOUNT) only will be converted based on selected currency (Column L) and Column BB (TAXES) value (INR) will be added to the converted values.
Note on K202: gepadmin: 1. If you choose "Full Conversion" then Column BA (AMOUNT) and Column BB (TAXES) BOTH values will be convert based on selected Currency in (Column L). 2. If you choose "Partial Conversion" then Column BA (AMOUNT) only will be converted based on selected currency (Column L) and Column BB (TAXES) value (INR) will be added to the converted values.
Note on K204: gepadmin: 1. If you choose "Full Conversion" then Column BA (AMOUNT) and Column BB (TAXES) BOTH values will be convert based on selected Currency in (Column L). 2. If you choose "Partial Conversion" then Column BA (AMOUNT) only will be converted based on selected currency (Column L) and Column BB (TAXES) value (INR) will be added to the converted values.
Note on K207: gepadmin: 1. If you choose "Full Conversion" then Column BA (AMOUNT) and Column BB (TAXES) BOTH values will be convert based on selected Currency in (Column L). 2. If you choose "Partial Conversion" then Column BA (AMOUNT) only will be converted based on selected currency (Column L) and Column BB (TAXES) value (INR) will be added to the converted values.
Note on K209: gepadmin: 1. If you choose "Full Conversion" then Column BA (AMOUNT) and Column BB (TAXES) BOTH values will be convert based on selected Currency in (Column L). 2. If you choose "Partial Conversion" then Column BA (AMOUNT) only will be converted based on selected currency (Column L) and Column BB (TAXES) value (INR) will be added to the converted values.
Note on K210: gepadmin: 1. If you choose "Full Conversion" then Column BA (AMOUNT) and Column BB (TAXES) BOTH values will be convert based on selected Currency in (Column L). 2. If you choose "Partial Conversion" then Column BA (AMOUNT) only will be converted based on selected currency (Column L) and Column BB (TAXES) value (INR) will be added to the converted values.
Note on K212: gepadmin: 1. If you choose "Full Conversion" then Column BA (AMOUNT) and Column BB (TAXES) BOTH values will be convert based on selected Currency in (Column L). 2. If you choose "Partial Conversion" then Column BA (AMOUNT) only will be converted based on selected currency (Column L) and Column BB (TAXES) value (INR) will be added to the converted values.
Note on K214: gepadmin: 1. If you choose "Full Conversion" then Column BA (AMOUNT) and Column BB (TAXES) BOTH values will be convert based on selected Currency in (Column L). 2. If you choose "Partial Conversion" then Column BA (AMOUNT) only will be converted based on selected currency (Column L) and Column BB (TAXES) value (INR) will be added to the converted values.
Note on K216: gepadmin: 1. If you choose "Full Conversion" then Column BA (AMOUNT) and Column BB (TAXES) BOTH values will be convert based on selected Currency in (Column L). 2. If you choose "Partial Conversion" then Column BA (AMOUNT) only will be converted based on selected currency (Column L) and Column BB (TAXES) value (INR) will be added to the converted values.
Note on K218: gepadmin: 1. If you choose "Full Conversion" then Column BA (AMOUNT) and Column BB (TAXES) BOTH values will be convert based on selected Currency in (Column L). 2. If you choose "Partial Conversion" then Column BA (AMOUNT) only will be converted based on selected currency (Column L) and Column BB (TAXES) value (INR) will be added to the converted values.
Note on K219: gepadmin: 1. If you choose "Full Conversion" then Column BA (AMOUNT) and Column BB (TAXES) BOTH values will be convert based on selected Currency in (Column L). 2. If you choose "Partial Conversion" then Column BA (AMOUNT) only will be converted based on selected currency (Column L) and Column BB (TAXES) value (INR) will be added to the converted values.
Note on K220: gepadmin: 1. If you choose "Full Conversion" then Column BA (AMOUNT) and Column BB (TAXES) BOTH values will be convert based on selected Currency in (Column L). 2. If you choose "Partial Conversion" then Column BA (AMOUNT) only will be converted based on selected currency (Column L) and Column BB (TAXES) value (INR) will be added to the converted values.
Note on K221: gepadmin: 1. If you choose "Full Conversion" then Column BA (AMOUNT) and Column BB (TAXES) BOTH values will be convert based on selected Currency in (Column L). 2. If you choose "Partial Conversion" then Column BA (AMOUNT) only will be converted based on selected currency (Column L) and Column BB (TAXES) value (INR) will be added to the converted values.
Note on K225: gepadmin: 1. If you choose "Full Conversion" then Column BA (AMOUNT) and Column BB (TAXES) BOTH values will be convert based on selected Currency in (Column L). 2. If you choose "Partial Conversion" then Column BA (AMOUNT) only will be converted based on selected currency (Column L) and Column BB (TAXES) value (INR) will be added to the converted values.
Note on K227: gepadmin: 1. If you choose "Full Conversion" then Column BA (AMOUNT) and Column BB (TAXES) BOTH values will be convert based on selected Currency in (Column L). 2. If you choose "Partial Conversion" then Column BA (AMOUNT) only will be converted based on selected currency (Column L) and Column BB (TAXES) value (INR) will be added to the converted values.
Note on K229: gepadmin: 1. If you choose "Full Conversion" then Column BA (AMOUNT) and Column BB (TAXES) BOTH values will be convert based on selected Currency in (Column L). 2. If you choose "Partial Conversion" then Column BA (AMOUNT) only will be converted based on selected currency (Column L) and Column BB (TAXES) value (INR) will be added to the converted values.
Note on K231: gepadmin: 1. If you choose "Full Conversion" then Column BA (AMOUNT) and Column BB (TAXES) BOTH values will be convert based on selected Currency in (Column L). 2. If you choose "Partial Conversion" then Column BA (AMOUNT) only will be converted based on selected currency (Column L) and Column BB (TAXES) value (INR) will be added to the converted values.
Note on K233: gepadmin: 1. If you choose "Full Conversion" then Column BA (AMOUNT) and Column BB (TAXES) BOTH values will be convert based on selected Currency in (Column L). 2. If you choose "Partial Conversion" then Column BA (AMOUNT) only will be converted based on selected currency (Column L) and Column BB (TAXES) value (INR) will be added to the converted values.
Note on K234: gepadmin: 1. If you choose "Full Conversion" then Column BA (AMOUNT) and Column BB (TAXES) BOTH values will be convert based on selected Currency in (Column L). 2. If you choose "Partial Conversion" then Column BA (AMOUNT) only will be converted based on selected currency (Column L) and Column BB (TAXES) value (INR) will be added to the converted values.
Note on K237: gepadmin: 1. If you choose "Full Conversion" then Column BA (AMOUNT) and Column BB (TAXES) BOTH values will be convert based on selected Currency in (Column L). 2. If you choose "Partial Conversion" then Column BA (AMOUNT) only will be converted based on selected currency (Column L) and Column BB (TAXES) value (INR) will be added to the converted values.
Note on K239: gepadmin: 1. If you choose "Full Conversion" then Column BA (AMOUNT) and Column BB (TAXES) BOTH values will be convert based on selected Currency in (Column L). 2. If you choose "Partial Conversion" then Column BA (AMOUNT) only will be converted based on selected currency (Column L) and Column BB (TAXES) value (INR) will be added to the converted values.
Note on K241: gepadmin: 1. If you choose "Full Conversion" then Column BA (AMOUNT) and Column BB (TAXES) BOTH values will be convert based on selected Currency in (Column L). 2. If you choose "Partial Conversion" then Column BA (AMOUNT) only will be converted based on selected currency (Column L) and Column BB (TAXES) value (INR) will be added to the converted values.
Note on K242: gepadmin: 1. If you choose "Full Conversion" then Column BA (AMOUNT) and Column BB (TAXES) BOTH values will be convert based on selected Currency in (Column L). 2. If you choose "Partial Conversion" then Column BA (AMOUNT) only will be converted based on selected currency (Column L) and Column BB (TAXES) value (INR) will be added to the converted values.
Note on K243: gepadmin: 1. If you choose "Full Conversion" then Column BA (AMOUNT) and Column BB (TAXES) BOTH values will be convert based on selected Currency in (Column L). 2. If you choose "Partial Conversion" then Column BA (AMOUNT) only will be converted based on selected currency (Column L) and Column BB (TAXES) value (INR) will be added to the converted values.
Note on K244: gepadmin: 1. If you choose "Full Conversion" then Column BA (AMOUNT) and Column BB (TAXES) BOTH values will be convert based on selected Currency in (Column L). 2. If you choose "Partial Conversion" then Column BA (AMOUNT) only will be converted based on selected currency (Column L) and Column BB (TAXES) value (INR) will be added to the converted values.
Note on K245: gepadmin: 1. If you choose "Full Conversion" then Column BA (AMOUNT) and Column BB (TAXES) BOTH values will be convert based on selected Currency in (Column L). 2. If you choose "Partial Conversion" then Column BA (AMOUNT) only will be converted based on selected currency (Column L) and Column BB (TAXES) value (INR) will be added to the converted values.
Note on K246: gepadmin: 1. If you choose "Full Conversion" then Column BA (AMOUNT) and Column BB (TAXES) BOTH values will be convert based on selected Currency in (Column L). 2. If you choose "Partial Conversion" then Column BA (AMOUNT) only will be converted based on selected currency (Column L) and Column BB (TAXES) value (INR) will be added to the converted values.
Note on K247: gepadmin: 1. If you choose "Full Conversion" then Column BA (AMOUNT) and Column BB (TAXES) BOTH values will be convert based on selected Currency in (Column L). 2. If you choose "Partial Conversion" then Column BA (AMOUNT) only will be converted based on selected currency (Column L) and Column BB (TAXES) value (INR) will be added to the converted values.
Note on K248: gepadmin: 1. If you choose "Full Conversion" then Column BA (AMOUNT) and Column BB (TAXES) BOTH values will be convert based on selected Currency in (Column L). 2. If you choose "Partial Conversion" then Column BA (AMOUNT) only will be converted based on selected currency (Column L) and Column BB (TAXES) value (INR) will be added to the converted values.
Note on K249: gepadmin: 1. If you choose "Full Conversion" then Column BA (AMOUNT) and Column BB (TAXES) BOTH values will be convert based on selected Currency in (Column L). 2. If you choose "Partial Conversion" then Column BA (AMOUNT) only will be converted based on selected currency (Column L) and Column BB (TAXES) value (INR) will be added to the converted values.
Note on K251: gepadmin: 1. If you choose "Full Conversion" then Column BA (AMOUNT) and Column BB (TAXES) BOTH values will be convert based on selected Currency in (Column L). 2. If you choose "Partial Conversion" then Column BA (AMOUNT) only will be converted based on selected currency (Column L) and Column BB (TAXES) value (INR) will be added to the converted values.
Note on K253: gepadmin: 1. If you choose "Full Conversion" then Column BA (AMOUNT) and Column BB (TAXES) BOTH values will be convert based on selected Currency in (Column L). 2. If you choose "Partial Conversion" then Column BA (AMOUNT) only will be converted based on selected currency (Column L) and Column BB (TAXES) value (INR) will be added to the converted values.
Note on K254: gepadmin: 1. If you choose "Full Conversion" then Column BA (AMOUNT) and Column BB (TAXES) BOTH values will be convert based on selected Currency in (Column L). 2. If you choose "Partial Conversion" then Column BA (AMOUNT) only will be converted based on selected currency (Column L) and Column BB (TAXES) value (INR) will be added to the converted values.
Note on K255: gepadmin: 1. If you choose "Full Conversion" then Column BA (AMOUNT) and Column BB (TAXES) BOTH values will be convert based on selected Currency in (Column L). 2. If you choose "Partial Conversion" then Column BA (AMOUNT) only will be converted based on selected currency (Column L) and Column BB (TAXES) value (INR) will be added to the converted values.
Note on K257: gepadmin: 1. If you choose "Full Conversion" then Column BA (AMOUNT) and Column BB (TAXES) BOTH values will be convert based on selected Currency in (Column L). 2. If you choose "Partial Conversion" then Column BA (AMOUNT) only will be converted based on selected currency (Column L) and Column BB (TAXES) value (INR) will be added to the converted values.
Note on K259: gepadmin: 1. If you choose "Full Conversion" then Column BA (AMOUNT) and Column BB (TAXES) BOTH values will be convert based on selected Currency in (Column L). 2. If you choose "Partial Conversion" then Column BA (AMOUNT) only will be converted based on selected currency (Column L) and Column BB (TAXES) value (INR) will be added to the converted values.
Note on K260: gepadmin: 1. If you choose "Full Conversion" then Column BA (AMOUNT) and Column BB (TAXES) BOTH values will be convert based on selected Currency in (Column L). 2. If you choose "Partial Conversion" then Column BA (AMOUNT) only will be converted based on selected currency (Column L) and Column BB (TAXES) value (INR) will be added to the converted values.
Note on K261: gepadmin: 1. If you choose "Full Conversion" then Column BA (AMOUNT) and Column BB (TAXES) BOTH values will be convert based on selected Currency in (Column L). 2. If you choose "Partial Conversion" then Column BA (AMOUNT) only will be converted based on selected currency (Column L) and Column BB (TAXES) value (INR) will be added to the converted values.
Note on K262: gepadmin: 1. If you choose "Full Conversion" then Column BA (AMOUNT) and Column BB (TAXES) BOTH values will be convert based on selected Currency in (Column L). 2. If you choose "Partial Conversion" then Column BA (AMOUNT) only will be converted based on selected currency (Column L) and Column BB (TAXES) value (INR) will be added to the converted values.
Note on K264: gepadmin: 1. If you choose "Full Conversion" then Column BA (AMOUNT) and Column BB (TAXES) BOTH values will be convert based on selected Currency in (Column L). 2. If you choose "Partial Conversion" then Column BA (AMOUNT) only will be converted based on selected currency (Column L) and Column BB (TAXES) value (INR) will be added to the converted values.
Note on K265: gepadmin: 1. If you choose "Full Conversion" then Column BA (AMOUNT) and Column BB (TAXES) BOTH values will be convert based on selected Currency in (Column L). 2. If you choose "Partial Conversion" then Column BA (AMOUNT) only will be converted based on selected currency (Column L) and Column BB (TAXES) value (INR) will be added to the converted values.
Note on K266: gepadmin: 1. If you choose "Full Conversion" then Column BA (AMOUNT) and Column BB (TAXES) BOTH values will be convert based on selected Currency in (Column L). 2. If you choose "Partial Conversion" then Column BA (AMOUNT) only will be converted based on selected currency (Column L) and Column BB (TAXES) value (INR) will be added to the converted values.
Note on K267: gepadmin: 1. If you choose "Full Conversion" then Column BA (AMOUNT) and Column BB (TAXES) BOTH values will be convert based on selected Currency in (Column L). 2. If you choose "Partial Conversion" then Column BA (AMOUNT) only will be converted based on selected currency (Column L) and Column BB (TAXES) value (INR) will be added to the converted values.
Note on K268: gepadmin: 1. If you choose "Full Conversion" then Column BA (AMOUNT) and Column BB (TAXES) BOTH values will be convert based on selected Currency in (Column L). 2. If you choose "Partial Conversion" then Column BA (AMOUNT) only will be converted based on selected currency (Column L) and Column BB (TAXES) value (INR) will be added to the converted values.
Note on K269: gepadmin: 1. If you choose "Full Conversion" then Column BA (AMOUNT) and Column BB (TAXES) BOTH values will be convert based on selected Currency in (Column L). 2. If you choose "Partial Conversion" then Column BA (AMOUNT) only will be converted based on selected currency (Column L) and Column BB (TAXES) value (INR) will be added to the converted values.
Note on K270: gepadmin: 1. If you choose "Full Conversion" then Column BA (AMOUNT) and Column BB (TAXES) BOTH values will be convert based on selected Currency in (Column L). 2. If you choose "Partial Conversion" then Column BA (AMOUNT) only will be converted based on selected currency (Column L) and Column BB (TAXES) value (INR) will be added to the converted values.
Note on K271: gepadmin: 1. If you choose "Full Conversion" then Column BA (AMOUNT) and Column BB (TAXES) BOTH values will be convert based on selected Currency in (Column L). 2. If you choose "Partial Conversion" then Column BA (AMOUNT) only will be converted based on selected currency (Column L) and Column BB (TAXES) value (INR) will be added to the converted values.
Note on K272: gepadmin: 1. If you choose "Full Conversion" then Column BA (AMOUNT) and Column BB (TAXES) BOTH values will be convert based on selected Currency in (Column L). 2. If you choose "Partial Conversion" then Column BA (AMOUNT) only will be converted based on selected currency (Column L) and Column BB (TAXES) value (INR) will be added to the converted values.
Note on K273: gepadmin: 1. If you choose "Full Conversion" then Column BA (AMOUNT) and Column BB (TAXES) BOTH values will be convert based on selected Currency in (Column L). 2. If you choose "Partial Conversion" then Column BA (AMOUNT) only will be converted based on selected currency (Column L) and Column BB (TAXES) value (INR) will be added to the converted values.
Note on K274: gepadmin: 1. If you choose "Full Conversion" then Column BA (AMOUNT) and Column BB (TAXES) BOTH values will be convert based on selected Currency in (Column L). 2. If you choose "Partial Conversion" then Column BA (AMOUNT) only will be converted based on selected currency (Column L) and Column BB (TAXES) value (INR) will be added to the converted values.
Note on K276: gepadmin: 1. If you choose "Full Conversion" then Column BA (AMOUNT) and Column BB (TAXES) BOTH values will be convert based on selected Currency in (Column L). 2. If you choose "Partial Conversion" then Column BA (AMOUNT) only will be converted based on selected currency (Column L) and Column BB (TAXES) value (INR) will be added to the converted values.
Note on K278: gepadmin: 1. If you choose "Full Conversion" then Column BA (AMOUNT) and Column BB (TAXES) BOTH values will be convert based on selected Currency in (Column L). 2. If you choose "Partial Conversion" then Column BA (AMOUNT) only will be converted based on selected currency (Column L) and Column BB (TAXES) value (INR) will be added to the converted values.
Note on K280: gepadmin: 1. If you choose "Full Conversion" then Column BA (AMOUNT) and Column BB (TAXES) BOTH values will be convert based on selected Currency in (Column L). 2. If you choose "Partial Conversion" then Column BA (AMOUNT) only will be converted based on selected currency (Column L) and Column BB (TAXES) value (INR) will be added to the converted values.
Note on K282: gepadmin: 1. If you choose "Full Conversion" then Column BA (AMOUNT) and Column BB (TAXES) BOTH values will be convert based on selected Currency in (Column L). 2. If you choose "Partial Conversion" then Column BA (AMOUNT) only will be converted based on selected currency (Column L) and Column BB (TAXES) value (INR) will be added to the converted values.
Note on K284: gepadmin: 1. If you choose "Full Conversion" then Column BA (AMOUNT) and Column BB (TAXES) BOTH values will be convert based on selected Currency in (Column L). 2. If you choose "Partial Conversion" then Column BA (AMOUNT) only will be converted based on selected currency (Column L) and Column BB (TAXES) value (INR) will be added to the converted values.
Note on K285: gepadmin: 1. If you choose "Full Conversion" then Column BA (AMOUNT) and Column BB (TAXES) BOTH values will be convert based on selected Currency in (Column L). 2. If you choose "Partial Conversion" then Column BA (AMOUNT) only will be converted based on selected currency (Column L) and Column BB (TAXES) value (INR) will be added to the converted values.
Note on K286: gepadmin: 1. If you choose "Full Conversion" then Column BA (AMOUNT) and Column BB (TAXES) BOTH values will be convert based on selected Currency in (Column L). 2. If you choose "Partial Conversion" then Column BA (AMOUNT) only will be converted based on selected currency (Column L) and Column BB (TAXES) value (INR) will be added to the converted values.
Note on K288: gepadmin: 1. If you choose "Full Conversion" then Column BA (AMOUNT) and Column BB (TAXES) BOTH values will be convert based on selected Currency in (Column L). 2. If you choose "Partial Conversion" then Column BA (AMOUNT) only will be converted based on selected currency (Column L) and Column BB (TAXES) value (INR) will be added to the converted values.
Note on K289: gepadmin: 1. If you choose "Full Conversion" then Column BA (AMOUNT) and Column BB (TAXES) BOTH values will be convert based on selected Currency in (Column L). 2. If you choose "Partial Conversion" then Column BA (AMOUNT) only will be converted based on selected currency (Column L) and Column BB (TAXES) value (INR) will be added to the converted values.
Note on K290: gepadmin: 1. If you choose "Full Conversion" then Column BA (AMOUNT) and Column BB (TAXES) BOTH values will be convert based on selected Currency in (Column L). 2. If you choose "Partial Conversion" then Column BA (AMOUNT) only will be converted based on selected currency (Column L) and Column BB (TAXES) value (INR) will be added to the converted values.
Note on K291: gepadmin: 1. If you choose "Full Conversion" then Column BA (AMOUNT) and Column BB (TAXES) BOTH values will be convert based on selected Currency in (Column L). 2. If you choose "Partial Conversion" then Column BA (AMOUNT) only will be converted based on selected currency (Column L) and Column BB (TAXES) value (INR) will be added to the converted values.
Note on K292: gepadmin: 1. If you choose "Full Conversion" then Column BA (AMOUNT) and Column BB (TAXES) BOTH values will be convert based on selected Currency in (Column L). 2. If you choose "Partial Conversion" then Column BA (AMOUNT) only will be converted based on selected currency (Column L) and Column BB (TAXES) value (INR) will be added to the converted values.
Note on K293: gepadmin: 1. If you choose "Full Conversion" then Column BA (AMOUNT) and Column BB (TAXES) BOTH values will be convert based on selected Currency in (Column L). 2. If you choose "Partial Conversion" then Column BA (AMOUNT) only will be converted based on selected currency (Column L) and Column BB (TAXES) value (INR) will be added to the converted values.
Note on K294: gepadmin: 1. If you choose "Full Conversion" then Column BA (AMOUNT) and Column BB (TAXES) BOTH values will be convert based on selected Currency in (Column L). 2. If you choose "Partial Conversion" then Column BA (AMOUNT) only will be converted based on selected currency (Column L) and Column BB (TAXES) value (INR) will be added to the converted values.
Validate
Print
Help

## Macros
Please Enable Macros to View BoQ information