## BoQ1 (hidden)
Percentage BoQ
BoQ_Ver3.1 | Percentage | Normal | INR Only | INR
Select, At Par, Excess (+), Less (-) |  | IOCL
Tender Inviting Authority: DOIP, IIT Kanpur
Name of Work: Detailed design and construction of dining hall for Hall - 14 (SH: Civil and Electrical works)
NIT No: Composite/20/09/2023-1
Name of the Bidder/ Bidding Firm / Company :
PRICE SCHEDULE (This BOQ template must not be modified/replaced by the bidder and the same should be uploaded after filling the relevant columns, else the bidder is liable to be rejected for this tender. Bidders are allowed to enter the Bidder Name and Values only )
NUMBER # | TEXT # | TEXT # | NUMBER # | TEXT # | NUMBER | NUMBER | TEXT | TEXT # | NUMBER # | TEXT# | TEXT # | NUMBER # | NUMBER | NUMBER | NUMBER | NUMBER | TEXT | TEXT | NUMBER | NUMBER | NUMBER | NUMBER | TEXT | TEXT | NUMBER | NUMBER | NUMBER | NUMBER | TEXT | TEXT | NUMBER | NUMBER | NUMBER | NUMBER | TEXT | TEXT | NUMBER | NUMBER | NUMBER | NUMBER | TEXT | TEXT | NUMBER | NUMBER | NUMBER # | NUMBER # | TEXT | TEXT | NUMBER # | NUMBER # | DATE | NUMBER # | NUMBER # | TEXT #
Sl. No. | Item Description | Item Code / Make | Quantity | Units | Estimated Rate in Rs. P |  |  | Addition / Deduction | Addition / Deduction Values | Currency Convertion against each Item | Quoted Currency in INR / Other Currency | BASIC RATE In Figures To be entered by the Bidder Rs. P | Excise Duty | VAT | Freight Charges ( Unloading & Stacking) | Any Other Taxes/Duties/Levies |  |  | Other Taxes 2 | IIIrd Party i.e DGS&D / RITES etc Inspection Charges @0.34%+Service Tax | Less for Cenvat Credit,if any respect of Supplies Under full Excise Duty Category | [30 empty] | TOTAL AMOUNT in Rs. P | TOTAL AMOUNT With Taxes | TOTAL AMOUNT In Words
1 | 2 | 3 | 4 | 5 | 6 | 7 | 8 | 9 | 10 | 11 | 12 | 13 | 14 | 15 | 16 | 17 | 18 | 19 | 20 | 21 | 22 | 23 | 24 | 25 | 26 | 27 | 28 | 29 | 30 | 31 | 32 | 33 | 34 | 35 | 36 | 37 | 38 | 39 | 40 | 41 | 42 | 43 | 44 | 45 | 46 | 47 | 48 | 49 | 50 | 51 | 52 | 7 | 54 | 8
1 | Component | [53 empty] | 1 | Component |  |  |  | 1 | Component
1.01 | Carriage of Materials | item no.1 | [52 empty] | 1.01 | Supply installation testing and commissioning of cubical type LT panel-01 (IEC 61439 ) suitable for 4000Amp 415V, 3 phase, 4 wire 50 Hz AC supply system fabricated in compartmentalized (preferable) design from CRCA sheet steel of 2mm thick for frame work and covers. 3mm thick for gland plated i/c cleaning & finishing complete with 7 tank process for powder coating in approved shade, having suitable capacity extensible type FP Aluminium alloy Bus bars of high conductivity. DMC.SMC bus bar supports, with short circuit withstand capacity of 50 KA for 1 sec. bottom base channel of MS section not less than 100mm x 50mm x 5mm thick, fabrication shall be done in transportable sections, entire panel shall have a common earth bar of suitable size at the rear with 2 Nos earth solid connections from main bus bar to switch gears with required 1.5 sqmm zero halogen fire retardant low smoke insulated copper conductor s/c cable, cable alleys, cable gland plate in two half. | item no.1 |  |  | 1.01 | Carriage of Materials | item no.1
1.02 | By Mechanical Transport including loading,unloading and stacking | item no.2 | [52 empty] | 1.02 | The panel shall be equipped with relays, timers set of CT's for metering & protection and energy analyser/meter (on all incomer and outgoing feeders) to indicate current phase, line voltage, frequency, power factor, KWH, KVARH. Provision of over load, short circuit, restricted earth fault, under frequency control cabling and interlocking, suitable cable termination chambers/ bus bars extension and providing indicating lamps of phases for all feeders complete with foundation as per drawing and specifications amended up to date complete. and attached specification. | item no.2 |  |  | 1.02 | By Mechanical Transport including loading,unloading and stacking | item no.2
1.03 | Earth Lead - 2 km | item no.3 | 2500 | cum | 178.84 |  |  | Excess(+) | 1 | Full Conversion | INR | [40 empty] | #VALUE! | #VALUE! | #VALUE! | 1.03 | Incoming | item no.3 |  |  | 1.03 | Earth Lead - 2 km | item no.3 | 2500 | cum
1.04 | EARTH WORK | item no.4 | [52 empty] | 1.04 | 2 No's 4000A, FP, EDO,50KA, ACB with microprocessor release (O/L, S/C & E/F protention) saftey shutter,SCM, CC, 4NO+4NC Aux. Contacts, interlock, shunt Trip contact T&C. etc. suitable to connect with the bus duct and through cables. ABB-Emax2/ Schneider MTZ/Siemens 3VA | item no.4 |  |  | 1.04 | EARTH WORK | item no.4
1.05 | Earth work in excavation by mechanical means (Hydraulic excavator)/manual means over areas (exceeding 30 cm in depth, 1.5 m in width as well as 10 sqm on plan) including getting out and disposal of excavated earth lead upto 50 m and lift upto 1.5 m, as directed by Engineer-in-charge. | item no.5 | [52 empty] | 1.05 | breaker control switch TNC, Digital voltmeter/Ammeter Cl-1.0 with selector switch, Electronic KWH meter Cl-1.0, CT-4000/5A, Cl1.0, 15KVA cast rasin for metering, protection CTs 4000/5A, Cl-5P10, 15VA cast rasin IDMT relay , Trip circuit supervision relay , Phase indicating Lamp LED Type"Red, Tellow, Blue" Auto / Amnual selector switch Auxiliary contactors with 2NO+2NC , 2A SP MCB 10KA for cont. CKT. | item no.5 |  |  | 1.05 | Earth work in excavation by mechanical means (Hydraulic excavator)/manual means over areas (exceeding 30 cm in depth, 1.5 m in width as well as 10 sqm on plan) including getting out and disposal of excavated earth lead upto 50 m and lift upto 1.5 m, as directed by Engineer-in-charge. | item no.5
1.06 | All kinds of soil | item no.6 | 2500 | cum | 180.14 |  |  | Excess(+) | 1 | Full Conversion | INR | [40 empty] | #VALUE! | #VALUE! | #VALUE! | 1.06 | Both Incomer shall have class-b SPD of DEHN make. With 50KA 40A MPCB Protection. | item no.6 |  |  | 1.06 | All kinds of soil | item no.6 | 2500 | cum
1.07 | Earth work in excavation by mechanical means (Hydraulic excavator) / manual means in foundation trenches or drains (not exceeding 1.5 m in width or 10 sqm on plan), including dressing of sides and ramming of bottoms, lift upto 1.5 m, including getting out the excavated soil and disposal of surplus excavated soil as directed, within a lead of 50 m. | item no.7 | [52 empty] | 1.07 | Bus bar: 1 No.4000 A, 50HZ, FP, Aliminium Bus Bar | item no.7 |  |  | 1.07 | Earth work in excavation by mechanical means (Hydraulic excavator) / manual means in foundation trenches or drains (not exceeding 1.5 m in width or 10 sqm on plan), including dressing of sides and ramming of bottoms, lift upto 1.5 m, including getting out the excavated soil and disposal of surplus excavated soil as directed, within a lead of 50 m. | item no.7
1.08 | All kinds of soil. | item no.8 | 100 | cum | 251.51 |  |  | Excess(+) | 1 | Full Conversion | INR | [40 empty] | #VALUE! | #VALUE! | #VALUE! | 1.08 | OutGoing: | item no.8 |  |  | 1.08 | All kinds of soil. | item no.8 | 100 | cum
1.09 | Excavating trenches of required width for pipes, cables, etc including excavation for sockets, and dressing of sides, ramming of bottoms, depth upto 1.5 m, including getting out the excavated soil, and then returning the soil as required, in layers not exceeding 20 cm in depth, including consolidating each deposited layer by ramming, watering, etc. and disposing of surplus excavated soil as directed, within a lead of 50 m : | item no.9 | [52 empty] | 1.09 | 2 nos.2500 A, FP, EDO, 50 kA ACB with MPR based release (O/L, S/C & E/F protection) safety shutter, Aux. contacts 4NONC-2Nos, Breaker control switch TNC- 2Nos. 2A SP MCB 10KA for cont. CKT- 2nos. | item no.9 |  |  | 1.09 | Excavating trenches of required width for pipes, cables, etc including excavation for sockets, and dressing of sides, ramming of bottoms, depth upto 1.5 m, including getting out the excavated soil, and then returning the soil as required, in layers not exceeding 20 cm in depth, including consolidating each deposited layer by ramming, watering, etc. and disposing of surplus excavated soil as directed, within a lead of 50 m : | item no.9
1.1 | All kinds of soil | item no.10 | [52 empty] | 1.1 | 2 nos.1600 A, FP, EDO, 50 kA ACB with MPR based release (O/L, S/C & E/F protection) safety shutter, Aux. contacts 4NONC-2Nos, Breaker control switch TNC- 2Nos. 2A SP MCB 10KA for cont. CKT- 2nos. | item no.10 |  |  | 1.1 | All kinds of soil | item no.10
1.11 | Pipes, cables etc. exceeding 80 mm dia. But not exceeding 300 mm dia | item no.11 | 215 | metre | 365.94 |  |  | Excess(+) | 1 | Full Conversion | INR | [40 empty] | #VALUE! | #VALUE! | #VALUE! | 1.11 | 3 nos. 800 A, FP, 36 kA,MCCB with thermomagnetic release O/C,S/C protection, rotary operated handle mechanism-3Nos, FP Spreader(8x3=24Nos) for MCCB 800A- 3 Nos | item no.11 |  |  | 1.11 | Pipes, cables etc. exceeding 80 mm dia. But not exceeding 300 mm dia | item no.11 | 215 | metre
1.12 | Pipes, cables etc. exceeding 300 mm dia but not exceeding 600 mm | item no.12 | 100 | metre | 571.28 |  |  | Excess(+) | 1 | Full Conversion | INR | [40 empty] | #VALUE! | #VALUE! | #VALUE! | 1.12 | 2 nos. 630 A, FP, 36 kA,MCCB with thermomagnetic release O/C,S/C protection, rotary operated handle mechanism-2Nos, FP Spreader(8x2=16Nos) for MCCB 630A- 2Nos | item no.12 |  |  | 1.12 | Pipes, cables etc. exceeding 300 mm dia but not exceeding 600 mm | item no.12 | 100 | metre
1.13 | Filling available excavated earth (excluding rock) in trenches, plinth, sides of foundations etc. in layers not exceeding 20cm in depth, consolidating each deposited layer by ramming and watering, lead up to 50 m and lift upto 1.5 m. | item no.13 | 1900 | cum | 222.66 |  |  | Excess(+) | 1 | Full Conversion | INR | [40 empty] | #VALUE! | #VALUE! | #VALUE! | [5 empty] | 1.13 | Filling available excavated earth (excluding rock) in trenches, plinth, sides of foundations etc. in layers not exceeding 20cm in depth, consolidating each deposited layer by ramming and watering, lead up to 50 m and lift upto 1.5 m. | item no.13 | 1900 | cum
1.14 | Extra for every additional lift of 1.5 m or part thereof in excavation / banking excavated or stacked materials. | item no.14 | [57 empty] | 1.14 | Extra for every additional lift of 1.5 m or part thereof in excavation / banking excavated or stacked materials. | item no.14
1.15 | All kinds of soil | item no.15 | 610 | cum | 91.63 |  |  | Excess(+) | 1 | Full Conversion | INR | [40 empty] | #VALUE! | #VALUE! | #VALUE! | [5 empty] | 1.15 | All kinds of soil | item no.15 | 610 | cum
1.16 | Supplying and filling in plinth with sand under floors, including watering, ramming, consolidating and dressing complete. | item no.16 | 100 | cum | 1894.96 |  |  | Excess(+) | 1 | Full Conversion | INR | [40 empty] | #VALUE! | #VALUE! | #VALUE! | [5 empty] | 1.16 | Supplying and filling in plinth with sand under floors, including watering, ramming, consolidating and dressing complete. | item no.16 | 100 | cum
1.17 | CEMENT CONCRETE (CAST IN SITU) | item no.17 | [57 empty] | 1.17 | CEMENT CONCRETE (CAST IN SITU) | item no.17
1.18 | Providing and laying in position cement concrete of specified grade excluding the cost of centering and shuttering - All work up to plinth level : | item no.18 | [57 empty] | 1.18 | Providing and laying in position cement concrete of specified grade excluding the cost of centering and shuttering - All work up to plinth level : | item no.18
1.19 | 1:2:4 (1 cement : 2 coarse sand (zone-III) derived from natural sources : 4 graded stone aggregate 20 mm nominal size derived from natural sources) | item no.19 | 3.5 | cum | 6457.83 |  |  | Excess(+) | 1 | Full Conversion | INR | [40 empty] | #VALUE! | #VALUE! | #VALUE! | [5 empty] | 1.19 | 1:2:4 (1 cement : 2 coarse sand (zone-III) derived from natural sources : 4 graded stone aggregate 20 mm nominal size derived from natural sources) | item no.19 | 3.5 | cum
1.2 | 1:4:8 (1 Cement : 4 coarse sand (zone-III) derived from natural sources : 8 graded stone aggregate 40 mm nominal size derived from natural sources) | item no.20 | 205 | cum | 5546.72 |  |  | Excess(+) | 1 | Full Conversion | INR | [40 empty] | #VALUE! | #VALUE! | #VALUE! | [5 empty] | 1.2 | 1:4:8 (1 Cement : 4 coarse sand (zone-III) derived from natural sources : 8 graded stone aggregate 40 mm nominal size derived from natural sources) | item no.20 | 205 | cum
1.21 | Providing and laying damp-proof course 40mm thick with cement concrete 1:2:4 (1 cement : 2 coarse sand (zone-III) derived from natural sources : 4 graded stone aggregate 12.5mm nominal size derived from natural sources) | item no.21 | 20 | sqm | 325.16 |  |  | Excess(+) | 1 | Full Conversion | INR | [40 empty] | #VALUE! | #VALUE! | #VALUE! | [5 empty] | 1.21 | Providing and laying damp-proof course 40mm thick with cement concrete 1:2:4 (1 cement : 2 coarse sand (zone-III) derived from natural sources : 4 graded stone aggregate 12.5mm nominal size derived from natural sources) | item no.21 | 20 | sqm
1.22 | Extra for providing and mixing water proofing material in cement concrete work in doses by weight of cement as per manufacturer's specification. | item no.22 | 20 | per 50kg cement | 50.11 |  |  | Excess(+) | 1 | Full Conversion | INR | [40 empty] | #VALUE! | #VALUE! | #VALUE! | [5 empty] | 1.22 | Extra for providing and mixing water proofing material in cement concrete work in doses by weight of cement as per manufacturer's specification. | item no.22 | 20 | per 50kg cement
1.23 | Providing & applying a coat of residual petroleum bitumen of grade of VG-10 of approved quality using 1.7kg per square metre on damp proof course after cleaning the surface with brushes and finally with apiece of cloth lightly soaked in kerosene oil. | item no.23 | 20 | sqm | 99.82 |  |  | Excess(+) | 1 | Full Conversion | INR | [40 empty] | #VALUE! | #VALUE! | #VALUE! | [5 empty] | 1.23 | Providing & applying a coat of residual petroleum bitumen of grade of VG-10 of approved quality using 1.7kg per square metre on damp proof course after cleaning the surface with brushes and finally with apiece of cloth lightly soaked in kerosene oil. | item no.23 | 20 | sqm
1.24 | Making plinth protection 50mm thick of cement concrete 1:3:6 (1 cement : 3 coarse sand (zone-III) derived from natural sources : 6 graded stone aggregate 20 mm nominal size derived from natural sources) over 75mm thick bed of dry brick ballast 40 mm nominal size, well rammed and consolidated and grouted with fine sand, including necessary excavation, levelling & dressing & finishing the top smooth. | item no.24 | 85 | sqm | 597.68 |  |  | Excess(+) | 1 | Full Conversion | INR | [40 empty] | #VALUE! | #VALUE! | #VALUE! | [5 empty] | 1.24 | Making plinth protection 50mm thick of cement concrete 1:3:6 (1 cement : 3 coarse sand (zone-III) derived from natural sources : 6 graded stone aggregate 20 mm nominal size derived from natural sources) over 75mm thick bed of dry brick ballast 40 mm nominal size, well rammed and consolidated and grouted with fine sand, including necessary excavation, levelling & dressing & finishing the top smooth. | item no.24 | 85 | sqm
1.25 | REINFORCED CEMENT CONCRETE | item no.25 | [57 empty] | 1.25 | REINFORCED CEMENT CONCRETE | item no.25
1.26 | Reinforced cement concrete work in beams, suspended floors, roofs having slope up to 15° landings, balconies, shelves, chajjas, lintels, bands, plain window sills, staircases and spiral stair cases above plinth level up to floor five level, excluding the cost of centering, shuttering, finishing and reinforcement with 1:1.5:3 (1 cement : 1.5 coarse sand(zone-III) derived from natural sources : 3 graded stone aggregate 20 mm nominal size derived from natural sources). | item no.26 | 60 | cum | 9398.77 |  |  | Excess(+) | 1 | Full Conversion | INR | [40 empty] | #VALUE! | #VALUE! | #VALUE! | [5 empty] | 1.26 | Reinforced cement concrete work in beams, suspended floors, roofs having slope up to 15° landings, balconies, shelves, chajjas, lintels, bands, plain window sills, staircases and spiral stair cases above plinth level up to floor five level, excluding the cost of centering, shuttering, finishing and reinforcement with 1:1.5:3 (1 cement : 1.5 coarse sand(zone-III) derived from natural sources : 3 graded stone aggregate 20 mm nominal size derived from natural sources). | item no.26 | 60 | cum
1.27 | Centering and shuttering including strutting, propping etc. and removal of form for | item no.27 | [57 empty] | 1.27 | Centering and shuttering including strutting, propping etc. and removal of form for | item no.27
1.28 | Foundations, footings, bases of columns, etc. for mass concrete | item no.28 | 415 | sqm | 270.01 |  |  | Excess(+) | 1 | Full Conversion | INR | [40 empty] | #VALUE! | #VALUE! | #VALUE! | [5 empty] | 1.28 | Foundations, footings, bases of columns, etc. for mass concrete | item no.28 | 415 | sqm
1.29 | Shelves (Cast in situ) | item no.29 | 85 | sqm | 672.12 |  |  | Excess(+) | 1 | Full Conversion | INR | [40 empty] | #VALUE! | #VALUE! | #VALUE! | [5 empty] | 1.29 | Shelves (Cast in situ) | item no.29 | 85 | sqm
1.3 | Lintels, beams, plinth beams, girders, bressumers and cantilevers | item no.30 | 1000 | sqm | 533.41 |  |  | Excess(+) | 1 | Full Conversion | INR | [40 empty] | #VALUE! | #VALUE! | #VALUE! | [5 empty] | 1.3 | Lintels, beams, plinth beams, girders, bressumers and cantilevers | item no.30 | 1000 | sqm
1.31 | Columns, Pillars, Piers, Abutments, Posts and Struts | item no.31 | 800 | sqm | 705.17 |  |  | Excess(+) | 1 | Full Conversion | INR | [40 empty] | #VALUE! | #VALUE! | #VALUE! | [5 empty] | 1.31 | Columns, Pillars, Piers, Abutments, Posts and Struts | item no.31 | 800 | sqm
1.32 | Small lintels not exceeding 1.5 m clear span, moulding as in cornices, window sills, string courses, bands, copings, bed plates, anchor blocks and the like | item no.32 | 100 | sqm | 270.01 |  |  | Excess(+) | 1 | Full Conversion | INR | [40 empty] | #VALUE! | #VALUE! | #VALUE! | [5 empty] | 1.32 | Small lintels not exceeding 1.5 m clear span, moulding as in cornices, window sills, string courses, bands, copings, bed plates, anchor blocks and the like | item no.32 | 100 | sqm
1.33 | Edges of slabs and breaks in floors and walls | item no.33 | [57 empty] | 1.33 | Edges of slabs and breaks in floors and walls | item no.33
1.34 | Under 20 cm wide | item no.34 | 140 | metre | 159.49 |  |  | Excess(+) | 1 | Full Conversion | INR | [40 empty] | #VALUE! | #VALUE! | #VALUE! | [5 empty] | 1.34 | Under 20 cm wide | item no.34 | 140 | metre
1.35 | Weather shade, Chajjas, corbels etc., including edges | item no.35 | 100 | sqm | 714.56 |  |  | Excess(+) | 1 | Full Conversion | INR | [40 empty] | #VALUE! | #VALUE! | #VALUE! | [5 empty] | 1.35 | Weather shade, Chajjas, corbels etc., including edges | item no.35 | 100 | sqm
1.36 | Steel reinforcement for R.C.C. work including straightening, cutting, bending, placing in position and binding all complete upto plinth level. | item no.36 | [57 empty] | 1.36 | Steel reinforcement for R.C.C. work including straightening, cutting, bending, placing in position and binding all complete upto plinth level. | item no.36
1.37 | Thermo-Mechanically Treated bars of grade Fe-500D or more. | item no.37 | 42076 | kg | 78.61 |  |  | Excess(+) | 1 | Full Conversion | INR | [40 empty] | #VALUE! | #VALUE! | #VALUE! | [5 empty] | 1.37 | Thermo-Mechanically Treated bars of grade Fe-500D or more. | item no.37 | 42076 | kg
1.38 | Steel reinforcement for R.C.C. work including straightening, cutting, bending, placing in position and binding all complete above plinth level. | item no.38 | [57 empty] | 1.38 | Steel reinforcement for R.C.C. work including straightening, cutting, bending, placing in position and binding all complete above plinth level. | item no.38
1.39 | Thermo-Mechanically Treated bars of grade Fe-500D or more. | item no.39 | 18055 | kg | 78.61 |  |  | Excess(+) | 1 | Full Conversion | INR | [40 empty] | #VALUE! | #VALUE! | #VALUE! | [5 empty] | 1.39 | Thermo-Mechanically Treated bars of grade Fe-500D or more. | item no.39 | 18055 | kg
1.4 | Providing and laying in position ready mixed or site batched design mix cement concrete for reinforced cement concrete work; using coarse aggregate and fine aggregate derived from natural sources, Portland Pozzolana / Ordinary Portland /Portland Slag cement, admixtures in recommended proportions as per IS: 9103 to accelerate / retard setting of concrete, to improve durability and workability without impairing strength; including pumping of concrete to site of laying, curing, carriage for all leads; but excluding the cost of centering, shuttering, finishing and reinforcement as per direction of the engineer-in-charge; for the following grades of concrete. Note: Extra cement up to 10% of the minimum specified cement content in design mix shall be payable separately. In case the cement content in design mix is more than 110% of the specified minimum cement content, the contractor shall have discretion to either re-design the mix or bear the cost of extra cement. | item no.40 | [57 empty] | 1.4 | Providing and laying in position ready mixed or site batched design mix cement concrete for reinforced cement concrete work; using coarse aggregate and fine aggregate derived from natural sources, Portland Pozzolana / Ordinary Portland /Portland Slag cement, admixtures in recommended proportions as per IS: 9103 to accelerate / retard setting of concrete, to improve durability and workability without impairing strength; including pumping of concrete to site of laying, curing, carriage for all leads; but excluding the cost of centering, shuttering, finishing and reinforcement as per direction of the engineer-in-charge; for the following grades of concrete. Note: Extra cement up to 10% of the minimum specified cement content in design mix shall be payable separately. In case the cement content in design mix is more than 110% of the specified minimum cement content, the contractor shall have discretion to either re-design the mix or bear the cost of extra cement. | item no.40
1.41 | All works upto plinth level | item no.41 | [57 empty] | 1.41 | All works upto plinth level | item no.41
1.42 | Concrete of M25 grade with minimum cement content of 330 kg /cum | item no.42 | 580 | cum | 7012.1 |  |  | Excess(+) | 1 | Full Conversion | INR | [40 empty] | #VALUE! | #VALUE! | #VALUE! | [5 empty] | 1.42 | Concrete of M25 grade with minimum cement content of 330 kg /cum | item no.42 | 580 | cum
1.43 | Concrete of M30 grade with minimum cement content of 350 kg /cum | item no.43 | 100 | cum | 7539.98 |  |  | Excess(+) | 1 | Full Conversion | INR | [40 empty] | #VALUE! | #VALUE! | #VALUE! | [5 empty] | 1.43 | Concrete of M30 grade with minimum cement content of 350 kg /cum | item no.43 | 100 | cum
1.44 | All works above plinth level upto floor V level | item no.44 | [57 empty] | 1.44 | All works above plinth level upto floor V level | item no.44
1.45 | Concrete of M30 grade with minimum cement content of 350 kg /cum | item no.45 | 170 | cum | 8962.47 |  |  | Excess(+) | 1 | Full Conversion | INR | [40 empty] | #VALUE! | #VALUE! | #VALUE! | [5 empty] | 1.45 | Concrete of M30 grade with minimum cement content of 350 kg /cum | item no.45 | 170 | cum
1.46 | Add for using extra cement in the items of design mix over and above the specified cement content therein. | item no.46 | 100 | quintal | 603.64 |  |  | Excess(+) | 1 | Full Conversion | INR | [40 empty] | #VALUE! | #VALUE! | #VALUE! | [5 empty] | 1.46 | Add for using extra cement in the items of design mix over and above the specified cement content therein. | item no.46 | 100 | quintal
1.47 | MASONRY WORK | item no.47 | [57 empty] | 1.47 | MASONRY WORK | item no.47
1.48 | Brick work with common burnt clay F.P.S. (non modular) bricks of class designation 7.5 in foundation and plinth in: | item no.48 | [57 empty] | 1.48 | Brick work with common burnt clay F.P.S. (non modular) bricks of class designation 7.5 in foundation and plinth in: | item no.48
1.49 | Cement mortar 1:6 (1 cement : 6 coarse sand) | item no.49 | 25 | cum | 5838.01 |  |  | Excess(+) | 1 | Full Conversion | INR | [40 empty] | #VALUE! | #VALUE! | #VALUE! | [5 empty] | 1.49 | Cement mortar 1:6 (1 cement : 6 coarse sand) | item no.49 | 25 | cum
1.5 | Brick work with common burnt clay F.P.S. (non modular) bricks of class designation 7.5 in superstructure above plinth level up to floor V level in all shapes and sizes in : | item no.50 | [57 empty] | 1.5 | Brick work with common burnt clay F.P.S. (non modular) bricks of class designation 7.5 in superstructure above plinth level up to floor V level in all shapes and sizes in : | item no.50
1.51 | Cement mortar 1:6 (1 cement : 6 coarse sand) | item no.51 | 5 | cum | 7267.3 |  |  | Excess(+) | 1 | Full Conversion | INR | [40 empty] | #VALUE! | #VALUE! | #VALUE! | [5 empty] | 1.51 | Cement mortar 1:6 (1 cement : 6 coarse sand) | item no.51 | 5 | cum
1.52 | Brick work 7 cm thick with common burnt clay F.P.S. (non modular) brick of class designation 7.5 in cement mortar 1:3 (1 cement : 3 coarse sand) in superstructure above plinth level and upto floor five level. | item no.52 | 10 | sqm | 718.24 |  |  | Excess(+) | 1 | Full Conversion | INR | [40 empty] | #VALUE! | #VALUE! | #VALUE! | [5 empty] | 1.52 | Brick work 7 cm thick with common burnt clay F.P.S. (non modular) brick of class designation 7.5 in cement mortar 1:3 (1 cement : 3 coarse sand) in superstructure above plinth level and upto floor five level. | item no.52 | 10 | sqm
1.53 | Half brick masonry with common burnt clay F.P.S. (non modular) bricks of class designation 7.5 in superstructure above plinth level up to floor V level. | item no.53 | [57 empty] | 1.53 | Half brick masonry with common burnt clay F.P.S. (non modular) bricks of class designation 7.5 in superstructure above plinth level up to floor V level. | item no.53
1.54 | Cement mortar 1:4 (1 cement :4 coarse sand) | item no.54 | 10 | sqm | 892.63 |  |  | Excess(+) | 1 | Full Conversion | INR | [40 empty] | #VALUE! | #VALUE! | #VALUE! | [5 empty] | 1.54 | Cement mortar 1:4 (1 cement :4 coarse sand) | item no.54 | 10 | sqm
1.55 | Providing and laying Autoclaved Aerated Concrete (AAC) blocks masonry 100 mm / 125mm thick with Grade 1 AAC blocks of density 551 to 650 kg/cum conforming to IS: 2185 (Part 3) in super structure above plinth level up to floor V level in cement mortar 1:4 (1 cement : 4 coarse sand). The rate includes providing and placing in position 2 Nos 6 mm dia M.S. bars at every third course of masonry work. | item no.55 | 70 | cum | 7795.53 |  |  | Excess(+) | 1 | Full Conversion | INR | [40 empty] | #VALUE! | #VALUE! | #VALUE! | [5 empty] | 1.55 | Providing and laying Autoclaved Aerated Concrete (AAC) blocks masonry 100 mm / 125mm thick with Grade 1 AAC blocks of density 551 to 650 kg/cum conforming to IS: 2185 (Part 3) in super structure above plinth level up to floor V level in cement mortar 1:4 (1 cement : 4 coarse sand). The rate includes providing and placing in position 2 Nos 6 mm dia M.S. bars at every third course of masonry work. | item no.55 | 70 | cum
1.56 | Brick edging 7cm wide 11.4 cm deep to plinth protection with common burnt clay F.P.S. (non modular) bricks of class designation 7.5 including grouting with cement mortar 1:4 (1 cement : 4 fine sand). | item no.56 | 136.2 | metre | 48.93 |  |  | Excess(+) | 1 | Full Conversion | INR | [40 empty] | #VALUE! | #VALUE! | #VALUE! | [5 empty] | 1.56 | Brick edging 7cm wide 11.4 cm deep to plinth protection with common burnt clay F.P.S. (non modular) bricks of class designation 7.5 including grouting with cement mortar 1:4 (1 cement : 4 fine sand). | item no.56 | 136.2 | metre
1.57 | Providing and laying Autoclaved Aerated Concrete (AAC) blocks masonry with 150mm to 300mm thick with Grade 1 AAC blocks of density 551 to 650 kg/cum conforming to IS: 2185 (Part 3) in super structure above plinth level up to floor V level with RCC band at sill level and lintel level with approved block laying polymer modified adhesive mortar all complete as per direction of Engineer-in-Charge. (The payment of RCC band and reinforcement shall be made for separately). | item no.57 | 300 | cum | 6324.86 |  |  | Excess(+) | 1 | Full Conversion | INR | [40 empty] | #VALUE! | #VALUE! | #VALUE! | [5 empty] | 1.57 | Providing and laying Autoclaved Aerated Concrete (AAC) blocks masonry with 150mm to 300mm thick with Grade 1 AAC blocks of density 551 to 650 kg/cum conforming to IS: 2185 (Part 3) in super structure above plinth level up to floor V level with RCC band at sill level and lintel level with approved block laying polymer modified adhesive mortar all complete as per direction of Engineer-in-Charge. (The payment of RCC band and reinforcement shall be made for separately). | item no.57 | 300 | cum
1.58 | CLADDING WORK | item no.58 | [57 empty] | 1.58 | CLADDING WORK | item no.58
1.59 | Providing and fixing 18 mm thick gang saw cut, mirror polished, premoulded and prepolished, machine cut for kitchen platforms, vanity counters, window sills, facias and similar locations of required size, approved shade, colour and texture laid over 20 mm thick base cement mortar 1:4 (1 cement : 4 coarse sand), joints treated with white cement, mixed with matching pigment, epoxy touch ups, including rubbing, curing, moulding and polishing to edges to give high gloss finish etc. complete at all levels. | item no.59 | [57 empty] | 1.59 | Providing and fixing 18 mm thick gang saw cut, mirror polished, premoulded and prepolished, machine cut for kitchen platforms, vanity counters, window sills, facias and similar locations of required size, approved shade, colour and texture laid over 20 mm thick base cement mortar 1:4 (1 cement : 4 coarse sand), joints treated with white cement, mixed with matching pigment, epoxy touch ups, including rubbing, curing, moulding and polishing to edges to give high gloss finish etc. complete at all levels. | item no.59
1.6 | Granite stone slab colour black, Cherry/Ruby red | item no.60 | [57 empty] | 1.6 | Granite stone slab colour black, Cherry/Ruby red | item no.60
1.61 | Area of slab upto 0.50 sqm | item no.61 | 10 | sqm | 4102.89 |  |  | Excess(+) | 1 | Full Conversion | INR | [40 empty] | #VALUE! | #VALUE! | #VALUE! | [5 empty] | 1.61 | Area of slab upto 0.50 sqm | item no.61 | 10 | sqm
1.62 | Area of slab over 0.50 sqm | item no.62 | 200 | sqm | 3880.18 |  |  | Excess(+) | 1 | Full Conversion | INR | [40 empty] | #VALUE! | #VALUE! | #VALUE! | [5 empty] | 1.62 | Area of slab over 0.50 sqm | item no.62 | 200 | sqm
1.63 | Providing edge moulding to 18 mm thick marble stone counters, Vanities etc., including machine polishing to edge to give high gloss finish etc. complete as per design approved by Engineer-in-Charge. | item no.63 | [57 empty] | 1.63 | Providing edge moulding to 18 mm thick marble stone counters, Vanities etc., including machine polishing to edge to give high gloss finish etc. complete as per design approved by Engineer-in-Charge. | item no.63
1.64 | Granite work | item no.64 | 70 | metre | 367.25 |  |  | Excess(+) | 1 | Full Conversion | INR | [40 empty] | #VALUE! | #VALUE! | #VALUE! | [5 empty] | 1.64 | Granite work | item no.64 | 70 | metre
1.65 | Extra for providing opening of required size & shape for wash basin/ kitchen sink in kitchen platform, vanity counter and similar location in marble/ Granite/ stone work, including necessary holes for pillar taps etc. including moulding, rubbing and polishing of cut edges etc. complete. | item no.65 | 10 | each | 708.59 |  |  | Excess(+) | 1 | Full Conversion | INR | [40 empty] | #VALUE! | #VALUE! | #VALUE! | [5 empty] | 1.65 | Extra for providing opening of required size & shape for wash basin/ kitchen sink in kitchen platform, vanity counter and similar location in marble/ Granite/ stone work, including necessary holes for pillar taps etc. including moulding, rubbing and polishing of cut edges etc. complete. | item no.65 | 10 | each
1.66 | Providing and fixing Ist quality ceramic glazed wall tiles conforming to IS: 15622 (thickness to be specified by the manufacturer), of approved make, in all colours, shades except burgundy, bottle green, black of any size as approved by Engineer-in-Charge, in skirting, risers of steps and dados, over 12 mm thick bed of cement mortar 1:3 (1 cement : 3 coarse sand) and jointing with grey cement slurry @ 3.3kg per sqm, including pointing in white cement mixed with pigment of matching shade complete. | item no.66 | 430 | sqm | 932.44 |  |  | Excess(+) | 1 | Full Conversion | INR | [40 empty] | #VALUE! | #VALUE! | #VALUE! | [5 empty] | 1.66 | Providing and fixing Ist quality ceramic glazed wall tiles conforming to IS: 15622 (thickness to be specified by the manufacturer), of approved make, in all colours, shades except burgundy, bottle green, black of any size as approved by Engineer-in-Charge, in skirting, risers of steps and dados, over 12 mm thick bed of cement mortar 1:3 (1 cement : 3 coarse sand) and jointing with grey cement slurry @ 3.3kg per sqm, including pointing in white cement mixed with pigment of matching shade complete. | item no.66 | 430 | sqm
1.67 | WOOD AND P. V. C. WORK | item no.67 | [57 empty] | 1.67 | WOOD AND P. V. C. WORK | item no.67
1.68 | Providing and fixing ISI marked flush door shutters conforming to IS : 2202 (Part I) non-decorative type, core of block board construction with frame of 1st class hard wood and well matched commercial 3 ply veneering with vertical grains or cross bands and face veneers on both faces of shutters: | item no.68 | [57 empty] | 1.68 | Providing and fixing ISI marked flush door shutters conforming to IS : 2202 (Part I) non-decorative type, core of block board construction with frame of 1st class hard wood and well matched commercial 3 ply veneering with vertical grains or cross bands and face veneers on both faces of shutters: | item no.68
1.69 | 25 mm thick (for cupboard) including ISI marked nickel plated bright finished M.S. piano hinges with necessary screws | item no.69 | 20 | sqm | 1604.56 |  |  | Excess(+) | 1 | Full Conversion | INR | [40 empty] | #VALUE! | #VALUE! | #VALUE! | [5 empty] | 1.69 | 25 mm thick (for cupboard) including ISI marked nickel plated bright finished M.S. piano hinges with necessary screws | item no.69 | 20 | sqm
1.7 | Extra for providing lipping with 2nd class teak wood battens 25 mm minimum depth on all edges of flush door shutters (over all area of door shutter to be measured). | item no.70 | 50 | sqm | 351.95 |  |  | Excess(+) | 1 | Full Conversion | INR | [40 empty] | #VALUE! | #VALUE! | #VALUE! | [5 empty] | 1.7 | Extra for providing lipping with 2nd class teak wood battens 25 mm minimum depth on all edges of flush door shutters (over all area of door shutter to be measured). | item no.70 | 50 | sqm
1.71 | Extra for providing vision panel not exceeding 0.1 sqm in all type of flush doors (cost of glass excluded) (overall area of door shutter to be measured): | item no.71 | [57 empty] | 1.71 | Extra for providing vision panel not exceeding 0.1 sqm in all type of flush doors (cost of glass excluded) (overall area of door shutter to be measured): | item no.71
1.72 | Rectangular or square | item no.72 | 50 | sqm | 152.52 |  |  | Excess(+) | 1 | Full Conversion | INR | [40 empty] | #VALUE! | #VALUE! | #VALUE! | [5 empty] | 1.72 | Rectangular or square | item no.72 | 50 | sqm
1.73 | Providing and fixing aluminium die cast body tubular type universal hydraulic door closer (having brand logo with ISI, IS : 3564, embossed on the body, door weight upto 35 kg and door width upto 700 mm), with necessary accessories and screws etc. complete. | item no.73 | 17 | each | 899.3 |  |  | Excess(+) | 1 | Full Conversion | INR | [40 empty] | #VALUE! | #VALUE! | #VALUE! | [5 empty] | 1.73 | Providing and fixing aluminium die cast body tubular type universal hydraulic door closer (having brand logo with ISI, IS : 3564, embossed on the body, door weight upto 35 kg and door width upto 700 mm), with necessary accessories and screws etc. complete. | item no.73 | 17 | each
1.74 | Providing and fixing aluminium sliding door bolts, ISI marked anodised (anodic coating not less than grade AC 10 as per IS : 1868), transparent or dyed to required colour or shade, with nuts and screws etc. complete : | item no.74 | [57 empty] | 1.74 | Providing and fixing aluminium sliding door bolts, ISI marked anodised (anodic coating not less than grade AC 10 as per IS : 1868), transparent or dyed to required colour or shade, with nuts and screws etc. complete : | item no.74
1.75 | 300x16 mm | item no.75 | 34 | each | 228.23 |  |  | Excess(+) | 1 | Full Conversion | INR | [40 empty] | #VALUE! | #VALUE! | #VALUE! | [5 empty] | 1.75 | 300x16 mm | item no.75 | 34 | each
1.76 | Providing and fixing aluminium tower bolts, ISI marked, anodised (anodic coating not less than grade AC 10 as per IS : 1868 ) transparent or dyed to required colour or shade, with necessary screws etc. complete : | item no.76 | [57 empty] | 1.76 | Providing and fixing aluminium tower bolts, ISI marked, anodised (anodic coating not less than grade AC 10 as per IS : 1868 ) transparent or dyed to required colour or shade, with necessary screws etc. complete : | item no.76
1.77 | 200x10 mm | item no.77 | 17 | each | 79.61 |  |  | Excess(+) | 1 | Full Conversion | INR | [40 empty] | #VALUE! | #VALUE! | #VALUE! | [5 empty] | 1.77 | 200x10 mm | item no.77 | 17 | each
1.78 | 150x10 mm | item no.78 | 17 | each | 66.24 |  |  | Excess(+) | 1 | Full Conversion | INR | [40 empty] | #VALUE! | #VALUE! | #VALUE! | [5 empty] | 1.78 | 150x10 mm | item no.78 | 17 | each
1.79 | Providing and fixing aluminium handles, ISI marked, anodised (anodic coating not less than grade AC 10 as per IS : 1868) transparent or dyed to required colour or shade, with necessary screws etc. complete : | item no.79 | [57 empty] | 1.79 | Providing and fixing aluminium handles, ISI marked, anodised (anodic coating not less than grade AC 10 as per IS : 1868) transparent or dyed to required colour or shade, with necessary screws etc. complete : | item no.79
1.8 | 125 mm | item no.80 | 34 | each | 52.65 |  |  | Excess(+) | 1 | Full Conversion | INR | [40 empty] | #VALUE! | #VALUE! | #VALUE! | [5 empty] | 1.8 | 125 mm | item no.80 | 34 | each
1.81 | Providing and fixing aluminium hanging floor door stopper, ISI marked, anodised (anodic coating not less than grade AC 10 as per IS : 1868) transparent or dyed to required colour and shade, with necessary screws etc. complete. | item no.81 | [57 empty] | 1.81 | Providing and fixing aluminium hanging floor door stopper, ISI marked, anodised (anodic coating not less than grade AC 10 as per IS : 1868) transparent or dyed to required colour and shade, with necessary screws etc. complete. | item no.81
1.82 | Twin rubber stopper | item no.82 | 17 | each | 54.58 |  |  | Excess(+) | 1 | Full Conversion | INR | [40 empty] | #VALUE! | #VALUE! | #VALUE! | [5 empty] | 1.82 | Twin rubber stopper | item no.82 | 17 | each
1.83 | Providing and fixing bright finished brass 100 mm mortice latch and lock, ISI marked, with six levers and a pair of anodised (anodic coating not less than grade AC 10 as per IS : 1868) aluminium lever handles of approved quality with necessary screws etc. complete. | item no.83 | 10 | each | 648.66 |  |  | Excess(+) | 1 | Full Conversion | INR | [40 empty] | #VALUE! | #VALUE! | #VALUE! | [5 empty] | 1.83 | Providing and fixing bright finished brass 100 mm mortice latch and lock, ISI marked, with six levers and a pair of anodised (anodic coating not less than grade AC 10 as per IS : 1868) aluminium lever handles of approved quality with necessary screws etc. complete. | item no.83 | 10 | each
1.84 | Providing & Fixing decorative high pressure laminated sheet of plain / wood grain in gloss / matt/ suede finish with high density protective surface layer and reverse side of adhesive bonding quality conforming to IS : 2046 Type S, including cost of adhesive of approved quality. | item no.84 | [57 empty] | 1.84 | Providing & Fixing decorative high pressure laminated sheet of plain / wood grain in gloss / matt/ suede finish with high density protective surface layer and reverse side of adhesive bonding quality conforming to IS : 2046 Type S, including cost of adhesive of approved quality. | item no.84
1.85 | 1.0 mm thick | item no.85 | 100 | sqm | 669.88 |  |  | Excess(+) | 1 | Full Conversion | INR | [40 empty] | #VALUE! | #VALUE! | #VALUE! | [5 empty] | 1.85 | 1.0 mm thick | item no.85 | 100 | sqm
1.86 | Providing and fixing factory made uPVC white colour fixed glazed windows/ ventilators comprising of uPVC multi-chambered frame and mullion (where ever required) extruded profiles duly reinforced with 1.60 ± 0.2 mm thick galvanized mild steel section made from roll forming process of required length (shape & size according to uPVC profile), , uPVC extruded glazing beads of appropriate dimension, EPDM gasket, G.I fasteners 100 x 8 mm size for fixing frame to finished wall, plastic packers, plastic caps and necessary stainless steel screws etc. Profile of frame shall be mitred cut and fusion welded at all corners, mullion (if required) shall be also fusion welded including drilling of holes for fixing hardware's and drainage of water etc. After fixing frame the gap between frame and adjacent finished wall shall be filled with weather proof silicon sealant over backer rod of required size and of approved quality, all complete as per approved drawing & direction of Engineer-in-Charge. (Single / double glass panes and silicon sealant shall be paid separately). Variation in profile dimension in higher side shall be accepted but no extra payment on this account shall be made. | item no.86 | [57 empty] | 1.86 | Providing and fixing factory made uPVC white colour fixed glazed windows/ ventilators comprising of uPVC multi-chambered frame and mullion (where ever required) extruded profiles duly reinforced with 1.60 ± 0.2 mm thick galvanized mild steel section made from roll forming process of required length (shape & size according to uPVC profile), , uPVC extruded glazing beads of appropriate dimension, EPDM gasket, G.I fasteners 100 x 8 mm size for fixing frame to finished wall, plastic packers, plastic caps and necessary stainless steel screws etc. Profile of frame shall be mitred cut and fusion welded at all corners, mullion (if required) shall be also fusion welded including drilling of holes for fixing hardware's and drainage of water etc. After fixing frame the gap between frame and adjacent finished wall shall be filled with weather proof silicon sealant over backer rod of required size and of approved quality, all complete as per approved drawing & direction of Engineer-in-Charge. (Single / double glass panes and silicon sealant shall be paid separately). Variation in profile dimension in higher side shall be accepted but no extra payment on this account shall be made. | item no.86
1.87 | Fixed window / ventilator made of (small series) frame 47 x 50 mm & mullion 47 x 68 mm both having wall thickness of 1.9 ± 0.2 mm and single glazing bead of appropriate dimension. (Area upto 0.75 sqm.) | item no.87 | 5 | sqm | 6356.77 |  |  | Excess(+) | 1 | Full Conversion | INR | [40 empty] | #VALUE! | #VALUE! | #VALUE! | [5 empty] | 1.87 | Fixed window / ventilator made of (small series) frame 47 x 50 mm & mullion 47 x 68 mm both having wall thickness of 1.9 ± 0.2 mm and single glazing bead of appropriate dimension. (Area upto 0.75 sqm.) | item no.87 | 5 | sqm
1.88 | Providing and fixing factory made uPVC white colour sliding glazed window upto 1.50 m in height dimension comprising of uPVC multi-chambered frame with in-built roller track and sash extruded profiles duly reinforced with 1.60 ± 0.2 mm thick galvanized mild steel section made from roll forming process of required length (shape & size according to uPVC profile), appropriate dimension of uPVC extruded glazing beads and uPVC extruded interlocks, EPDM gasket, wool pile, zinc alloy (white powder coated) touch locks with hook, zinc alloy body with single nylon rollers (weight bearing capacity to be 40 kg), G.I fasteners 100 x 8 mm size for fixing frame to finished wall and necessary stainless steel screws etc. Profile of frame & sash shall be mitred cut and fusion welded at all corners, including drilling of holes for fixing hardware's and drainage of water etc. After fixing frame the gap between frame and adjacent finished wall shall be filled with weather proof silicon sealent over backer rod of required size and of approved quality, all complete as per approved drawing & direction of Engineer-in-Charge. (Single / double glass panes, wire mesh and silicon sealent shall be paid separately). Variation in profile dimension in higher side shall be accepted but no extra payment on this account shall be made. | item no.88 | [57 empty] | 1.88 | Providing and fixing factory made uPVC white colour sliding glazed window upto 1.50 m in height dimension comprising of uPVC multi-chambered frame with in-built roller track and sash extruded profiles duly reinforced with 1.60 ± 0.2 mm thick galvanized mild steel section made from roll forming process of required length (shape & size according to uPVC profile), appropriate dimension of uPVC extruded glazing beads and uPVC extruded interlocks, EPDM gasket, wool pile, zinc alloy (white powder coated) touch locks with hook, zinc alloy body with single nylon rollers (weight bearing capacity to be 40 kg), G.I fasteners 100 x 8 mm size for fixing frame to finished wall and necessary stainless steel screws etc. Profile of frame & sash shall be mitred cut and fusion welded at all corners, including drilling of holes for fixing hardware's and drainage of water etc. After fixing frame the gap between frame and adjacent finished wall shall be filled with weather proof silicon sealent over backer rod of required size and of approved quality, all complete as per approved drawing & direction of Engineer-in-Charge. (Single / double glass panes, wire mesh and silicon sealent shall be paid separately). Variation in profile dimension in higher side shall be accepted but no extra payment on this account shall be made. | item no.88
1.89 | Three track three panels sliding window with fly proof S.S wire mesh (Two nos. glazed & one no. wire mesh panels) made of (big series) frame 116 x 45 mm & sash 46 x 62 mm both having wall thickness of 2.3 ± 0.2 mm and single glazing bead / double glazing bead of appropriate dimension. (Area of window above 1.75 sqm). | item no.89 | 72 | sqm | 8454.71 |  |  | Excess(+) | 1 | Full Conversion | INR | [40 empty] | #VALUE! | #VALUE! | #VALUE! | [5 empty] | 1.89 | Three track three panels sliding window with fly proof S.S wire mesh (Two nos. glazed & one no. wire mesh panels) made of (big series) frame 116 x 45 mm & sash 46 x 62 mm both having wall thickness of 2.3 ± 0.2 mm and single glazing bead / double glazing bead of appropriate dimension. (Area of window above 1.75 sqm). | item no.89 | 72 | sqm
1.9 | STEEL WORK | item no.90 | [57 empty] | 1.9 | STEEL WORK | item no.90
1.91 | Structural steel work riveted, bolted or welded in built up sections, trusses and framed work, including cutting, hoisting, fixing in position and applying a priming coat of approved steel primer all complete. | item no.91 | 200 | kg | 68.57 |  |  | Excess(+) | 1 | Full Conversion | INR | [40 empty] | #VALUE! | #VALUE! | #VALUE! | [5 empty] | 1.91 | Structural steel work riveted, bolted or welded in built up sections, trusses and framed work, including cutting, hoisting, fixing in position and applying a priming coat of approved steel primer all complete. | item no.91 | 200 | kg
1.92 | FLOORING | item no.92 | [57 empty] | 1.92 | FLOORING | item no.92
1.93 | Kota stone slab flooring over 20 mm (average) thick base laid over and jointed with grey cement slurry mixed with pigment to match the shade of the slab, including rubbing and polishing complete with base of cement mortar 1 : 4 (1 cement : 4 coarse sand) : | item no.93 | [57 empty] | 1.93 | Kota stone slab flooring over 20 mm (average) thick base laid over and jointed with grey cement slurry mixed with pigment to match the shade of the slab, including rubbing and polishing complete with base of cement mortar 1 : 4 (1 cement : 4 coarse sand) : | item no.93
1.94 | 25 mm thick | item no.94 | 1150 | sqm | 1496.35 |  |  | Excess(+) | 1 | Full Conversion | INR | [40 empty] | #VALUE! | #VALUE! | #VALUE! | [5 empty] | 1.94 | 25 mm thick | item no.94 | 1150 | sqm
1.95 | Kota stone slabs 20 mm thick in risers of steps, skirting, dado and pillars laid on 12 mm (average) thick cement mortar 1:3 (1 cement: 3 coarse sand) and jointed with grey cement slurry mixed with pigment to match the shade of the slabs, including rubbing and polishing complete. | item no.95 | 50 | sqm | 1787.42 |  |  | Excess(+) | 1 | Full Conversion | INR | [40 empty] | #VALUE! | #VALUE! | #VALUE! | [5 empty] | 1.95 | Kota stone slabs 20 mm thick in risers of steps, skirting, dado and pillars laid on 12 mm (average) thick cement mortar 1:3 (1 cement: 3 coarse sand) and jointed with grey cement slurry mixed with pigment to match the shade of the slabs, including rubbing and polishing complete. | item no.95 | 50 | sqm
1.96 | Extra for pre finished nosing in treads of steps of Kota stone/ sand stone slab. | item no.96 | 100 | metre | 137.97 |  |  | Excess(+) | 1 | Full Conversion | INR | [40 empty] | #VALUE! | #VALUE! | #VALUE! | [5 empty] | 1.96 | Extra for pre finished nosing in treads of steps of Kota stone/ sand stone slab. | item no.96 | 100 | metre
1.97 | Extra for Kota stone/ sand stone in treads of steps and risers using single length up to 1.05 metre. | item no.97 | 50 | sqm | 31.87 |  |  | Excess(+) | 1 | Full Conversion | INR | [40 empty] | #VALUE! | #VALUE! | #VALUE! | [5 empty] | 1.97 | Extra for Kota stone/ sand stone in treads of steps and risers using single length up to 1.05 metre. | item no.97 | 50 | sqm
1.98 | Providing and laying Ceramic glazed floor tiles of size 300x300 mm (thickness to be specified by the manufacturer) of 1st quality conforming to IS : 15622 of approved make in colours such as White, Ivory, Grey, Fume Red Brown, laid on 20 mm thick cement mortar 1:4 (1 Cement : 4 Coarse sand), Jointing with grey cement slurry @ 3.3 kg/sqm including pointing the joints with white cement and matching pigment etc., complete. | item no.98 | 136 | sqm | 820.34 |  |  | Excess(+) | 1 | Full Conversion | INR | [40 empty] | #VALUE! | #VALUE! | #VALUE! | [5 empty] | 1.98 | Providing and laying Ceramic glazed floor tiles of size 300x300 mm (thickness to be specified by the manufacturer) of 1st quality conforming to IS : 15622 of approved make in colours such as White, Ivory, Grey, Fume Red Brown, laid on 20 mm thick cement mortar 1:4 (1 Cement : 4 Coarse sand), Jointing with grey cement slurry @ 3.3 kg/sqm including pointing the joints with white cement and matching pigment etc., complete. | item no.98 | 136 | sqm
1.99 | Providing and fixing 1st quality ceramic glazed floor tiles conforming to IS : 15622 (thickness to be specified by the manufacturer ) of approved make in all colours, shades except burgundy, bottle green, black of any size as approved by Engineer-in-Charge in skirting, risers of steps and dados over 12 mm thick bed of cement Mortar 1:3 (1 cement: 3 coarse sand) and jointing with grey cement slurry @ 3.3kg per sqm including pointing in white cement mixed with pigment of matching shade complete. | item no.99 | 10 | sqm | 822.88 |  |  | Excess(+) | 1 | Full Conversion | INR | [40 empty] | #VALUE! | #VALUE! | #VALUE! | [5 empty] | 1.99 | Providing and fixing 1st quality ceramic glazed floor tiles conforming to IS : 15622 (thickness to be specified by the manufacturer ) of approved make in all colours, shades except burgundy, bottle green, black of any size as approved by Engineer-in-Charge in skirting, risers of steps and dados over 12 mm thick bed of cement Mortar 1:3 (1 cement: 3 coarse sand) and jointing with grey cement slurry @ 3.3kg per sqm including pointing in white cement mixed with pigment of matching shade complete. | item no.99 | 10 | sqm
2 | Extra for Providing and fixing of 8 mm to 9 mm tick cermicg glazed wall tiles instead of 5 mm thick cermic glazed wall tiles | item no.100 | 430 | Sqm | 155.81 |  |  | Excess(+) | 1 | Full Conversion | INR | [40 empty] | #VALUE! | #VALUE! | #VALUE! | [5 empty] | 2 | Extra for Providing and fixing of 8 mm to 9 mm tick cermicg glazed wall tiles instead of 5 mm thick cermic glazed wall tiles | item no.100 | 430 | Sqm
2.01 | ROOFING | item no.101 | [57 empty] | 2.01 | ROOFING | item no.101
2.02 | Providing gola 75x75 mm in cement concrete 1:2:4 (1 cement : 2 coarse sand : 4 stone aggregate 10 mm and down gauge), including finishing with cement mortar 1:3 (1 cement : 3 fine sand) as per standard design : | item no.102 | [57 empty] | 2.02 | Providing gola 75x75 mm in cement concrete 1:2:4 (1 cement : 2 coarse sand : 4 stone aggregate 10 mm and down gauge), including finishing with cement mortar 1:3 (1 cement : 3 fine sand) as per standard design : | item no.102
2.03 | In 75x75 mm deep chase | item no.103 | 50 | metre | 228.15 |  |  | Excess(+) | 1 | Full Conversion | INR | [40 empty] | #VALUE! | #VALUE! | #VALUE! | [5 empty] | 2.03 | In 75x75 mm deep chase | item no.103 | 50 | metre
2.04 | Making khurras 45x45 cm with average minimum thickness of 5 cm cement concrete 1:2:4 (1 cement : 2 coarse sand : 4 graded stone aggregate of 20 mm nominal size) over P.V.C. sheet 1 m x1 m x 400 micron, finished with 12 mm cement plaster 1:3 (1 cement : 3 coarse sand) and a coat of neat cement, rounding the edges and making and finishing the outlet complete. | item no.104 | 6 | each | 233.76 |  |  | Excess(+) | 1 | Full Conversion | INR | [40 empty] | #VALUE! | #VALUE! | #VALUE! | [5 empty] | 2.04 | Making khurras 45x45 cm with average minimum thickness of 5 cm cement concrete 1:2:4 (1 cement : 2 coarse sand : 4 graded stone aggregate of 20 mm nominal size) over P.V.C. sheet 1 m x1 m x 400 micron, finished with 12 mm cement plaster 1:3 (1 cement : 3 coarse sand) and a coat of neat cement, rounding the edges and making and finishing the outlet complete. | item no.104 | 6 | each
2.05 | Providing and fixing on wall face unplasticised Rigid PVC rain water pipes conforming to IS : 13592 Type A, including jointing with seal ring conforming to IS : 5382, leaving 10 mm gap for thermal expansion, (i) Single socketed pipes. | item no.105 | [57 empty] | 2.05 | Providing and fixing on wall face unplasticised Rigid PVC rain water pipes conforming to IS : 13592 Type A, including jointing with seal ring conforming to IS : 5382, leaving 10 mm gap for thermal expansion, (i) Single socketed pipes. | item no.105
2.06 | 110 mm diameter | item no.106 | 27 | metre | 280.36 |  |  | Excess(+) | 1 | Full Conversion | INR | [40 empty] | #VALUE! | #VALUE! | #VALUE! | [5 empty] | 2.06 | 110 mm diameter | item no.106 | 27 | metre
2.07 | Providing and fixing on wall face unplasticised - PVC moulded fittings/ accessories for unplasticised Rigid PVC rain water pipes conforming to IS : 13592 Type A, including jointing with seal ring conforming to IS : 5382, leaving 10 mm gap for thermal expansion. | item no.107 | [57 empty] | 2.07 | Providing and fixing on wall face unplasticised - PVC moulded fittings/ accessories for unplasticised Rigid PVC rain water pipes conforming to IS : 13592 Type A, including jointing with seal ring conforming to IS : 5382, leaving 10 mm gap for thermal expansion. | item no.107
2.08 | Single tee without door | item no.108 | [57 empty] | 2.08 | Single tee without door | item no.108
2.09 | 110x110x110 mm | item no.109 | 6 | each | 167.25 |  |  | Excess(+) | 1 | Full Conversion | INR | [40 empty] | #VALUE! | #VALUE! | #VALUE! | [5 empty] | 2.09 | 110x110x110 mm | item no.109 | 6 | each
2.1 | Bend 87.5° | item no.110 | [57 empty] | 2.1 | Bend 87.5° | item no.110
2.11 | 110 mm bend | item no.111 | 6 | each | 115.74 |  |  | Excess(+) | 1 | Full Conversion | INR | [40 empty] | #VALUE! | #VALUE! | #VALUE! | [5 empty] | 2.11 | 110 mm bend | item no.111 | 6 | each
2.12 | Shoe (Plain) | item no.112 | [57 empty] | 2.12 | Shoe (Plain) | item no.112
2.13 | 110 mm Shoe | item no.113 | 6 | each | 101.67 |  |  | Excess(+) | 1 | Full Conversion | INR | [40 empty] | #VALUE! | #VALUE! | #VALUE! | [5 empty] | 2.13 | 110 mm Shoe | item no.113 | 6 | each
2.14 | Providing and fixing unplasticised -PVC pipe clips of approved design to unplasticised - PVC rain water pipes by means of 50x50x50 mm hard wood plugs, screwed with M.S. screws of required length, including cutting brick work and fixing in cement mortar 1:4 (1 cement : 4 coarse sand) and making good the wall etc. complete. | item no.114 | [57 empty] | 2.14 | Providing and fixing unplasticised -PVC pipe clips of approved design to unplasticised - PVC rain water pipes by means of 50x50x50 mm hard wood plugs, screwed with M.S. screws of required length, including cutting brick work and fixing in cement mortar 1:4 (1 cement : 4 coarse sand) and making good the wall etc. complete. | item no.114
2.15 | 110 mm | item no.115 | 18 | each | 271.37 |  |  | Excess(+) | 1 | Full Conversion | INR | [40 empty] | #VALUE! | #VALUE! | #VALUE! | [5 empty] | 2.15 | 110 mm | item no.115 | 18 | each
2.16 | FINISHING | item no.116 | [57 empty] | 2.16 | FINISHING | item no.116
2.17 | 12 mm cement plaster of mix : | item no.117 | [57 empty] | 2.17 | 12 mm cement plaster of mix : | item no.117
2.18 | 1:6 (1 cement: 6 coarse sand) | item no.118 | 1200 | sqm | 258.08 |  |  | Excess(+) | 1 | Full Conversion | INR | [40 empty] | #VALUE! | #VALUE! | #VALUE! | [5 empty] | 2.18 | 1:6 (1 cement: 6 coarse sand) | item no.118 | 1200 | sqm
2.19 | 15 mm cement plaster on rough side of single or half brick wall of mix: | item no.119 | [57 empty] | 2.19 | 15 mm cement plaster on rough side of single or half brick wall of mix: | item no.119
2.2 | 1:6 (1 cement: 6 coarse sand) | item no.120 | 1200 | sqm | 297.33 |  |  | Excess(+) | 1 | Full Conversion | INR | [40 empty] | #VALUE! | #VALUE! | #VALUE! | [5 empty] | 2.2 | 1:6 (1 cement: 6 coarse sand) | item no.120 | 1200 | sqm
2.21 | Extra for providing and mixing water proofing material in cement plaster work in proportion recommended by the manufacturers. | item no.121 | 350 | per bag of 50kg cement used in the mix | 53.09 |  |  | Excess(+) | 1 | Full Conversion | INR | [40 empty] | #VALUE! | #VALUE! | #VALUE! | [5 empty] | 2.21 | Extra for providing and mixing water proofing material in cement plaster work in proportion recommended by the manufacturers. | item no.121 | 350 | per bag of 50kg cement used in the mix
2.22 | Distempering with 1st quality acrylic distemper (ready mixed) having VOC content less than 50 gms/litre, of approved manufacturer, of required shade and colour complete, as per manufacturer's specification. | item no.122 | [57 empty] | 2.22 | Distempering with 1st quality acrylic distemper (ready mixed) having VOC content less than 50 gms/litre, of approved manufacturer, of required shade and colour complete, as per manufacturer's specification. | item no.122
2.23 | Two or more coats on new work | item no.123 | 2300 | sqm | 81.31 |  |  | Excess(+) | 1 | Full Conversion | INR | [40 empty] | #VALUE! | #VALUE! | #VALUE! | [5 empty] | 2.23 | Two or more coats on new work | item no.123 | 2300 | sqm
2.24 | Finishing walls with Premium Acrylic Smooth exterior paint with Silicone additives of required shade: | item no.124 | [57 empty] | 2.24 | Finishing walls with Premium Acrylic Smooth exterior paint with Silicone additives of required shade: | item no.124
2.25 | New work (Two or more coats applied @ 1.43 ltr/10 sqm over and including priming coat of exterior primer applied @ 2.20 kg/10 sqm) | item no.125 | 613 | sqm | 142.35 |  |  | Excess(+) | 1 | Full Conversion | INR | [40 empty] | #VALUE! | #VALUE! | #VALUE! | [5 empty] | 2.25 | New work (Two or more coats applied @ 1.43 ltr/10 sqm over and including priming coat of exterior primer applied @ 2.20 kg/10 sqm) | item no.125 | 613 | sqm
2.26 | Painting with synthetic enamel paint of approved brand and manufacture to give an even shade : | item no.126 | [57 empty] | 2.26 | Painting with synthetic enamel paint of approved brand and manufacture to give an even shade : | item no.126
2.27 | Two or more coats on new work | item no.127 | 1000 | sqm | 115.25 |  |  | Excess(+) | 1 | Full Conversion | INR | [40 empty] | #VALUE! | #VALUE! | #VALUE! | [5 empty] | 2.27 | Two or more coats on new work | item no.127 | 1000 | sqm
2.28 | Extra for addition of synthetic Polyester triangular fibre of length 6 mm, effective diameter 10-40 microns and specific gravity of 1.34 to 1.40 in cement plaster/mortar by using 125 gms. of synthetic Polyester triangular fibre for 50 Kgs. cement used in cement mortar as per directions of Engineer-in-Charge. | item no.128 | 613 | per bag of 50kg of cement | 60.11 |  |  | Excess(+) | 1 | Full Conversion | INR | [40 empty] | #VALUE! | #VALUE! | #VALUE! | [5 empty] | 2.28 | Extra for addition of synthetic Polyester triangular fibre of length 6 mm, effective diameter 10-40 microns and specific gravity of 1.34 to 1.40 in cement plaster/mortar by using 125 gms. of synthetic Polyester triangular fibre for 50 Kgs. cement used in cement mortar as per directions of Engineer-in-Charge. | item no.128 | 613 | per bag of 50kg of cement
2.29 | Providing and applying white cement based putty of average thickness 1 mm, of approved brand and manufacturer, over the plastered wall surface to prepare the surface even and smooth complete. | item no.129 | 2300 | sqm | 108.59 |  |  | Excess(+) | 1 | Full Conversion | INR | [40 empty] | #VALUE! | #VALUE! | #VALUE! | [5 empty] | 2.29 | Providing and applying white cement based putty of average thickness 1 mm, of approved brand and manufacturer, over the plastered wall surface to prepare the surface even and smooth complete. | item no.129 | 2300 | sqm
2.3 | Dismantling and Demolishing | item no.130 | [57 empty] | 2.3 | Dismantling and Demolishing | item no.130
2.31 | Demolishing cement concrete manually/ by mechanical means including disposal of material within 50 metres lead as per direction of Engineer - in - charge. | item no.131 | [57 empty] | 2.31 | Demolishing cement concrete manually/ by mechanical means including disposal of material within 50 metres lead as per direction of Engineer - in - charge. | item no.131
2.32 | Nominal concrete 1:4:8 or leaner mix (i/c equivalent design mix) | item no.132 | 2 | cum | 1086.89 |  |  | Excess(+) | 1 | Full Conversion | INR | [40 empty] | #VALUE! | #VALUE! | #VALUE! | [5 empty] | 2.32 | Nominal concrete 1:4:8 or leaner mix (i/c equivalent design mix) | item no.132 | 2 | cum
2.33 | Demolishing brick work manually/ by mechanical means including stacking of serviceable material and disposal of unserviceable material within 50 metres lead as per direction of Engineer-in-charge. | item no.133 | [57 empty] | 2.33 | Demolishing brick work manually/ by mechanical means including stacking of serviceable material and disposal of unserviceable material within 50 metres lead as per direction of Engineer-in-charge. | item no.133
2.34 | In cement mortar | item no.134 | 5 | cum | 1489.22 |  |  | Excess(+) | 1 | Full Conversion | INR | [40 empty] | #VALUE! | #VALUE! | #VALUE! | [5 empty] | 2.34 | In cement mortar | item no.134 | 5 | cum
2.35 | Dismantling steel work in built up sections in angles, tees, flats and channels including all gusset plates, bolts, nuts, cutting rivets, welding etc. including dismembering and stacking within 50 metres lead. | item no.135 | 100 | kg | 4.08 |  |  | Excess(+) | 1 | Full Conversion | INR | [40 empty] | #VALUE! | #VALUE! | #VALUE! | [5 empty] | 2.35 | Dismantling steel work in built up sections in angles, tees, flats and channels including all gusset plates, bolts, nuts, cutting rivets, welding etc. including dismembering and stacking within 50 metres lead. | item no.135 | 100 | kg
2.36 | Disposal of building rubbish / malba / similar unserviceable, dismantled or waste materials by mechanical means, including loading, transporting, unloading to approved municipal dumping ground or as approved by Engineer-in-charge, beyond 50 m initial lead, for all leads including all lifts involved. | item no.136 | 10 | cum | 192.33 |  |  | Excess(+) | 1 | Full Conversion | INR | [40 empty] | #VALUE! | #VALUE! | #VALUE! | [5 empty] | 2.36 | Disposal of building rubbish / malba / similar unserviceable, dismantled or waste materials by mechanical means, including loading, transporting, unloading to approved municipal dumping ground or as approved by Engineer-in-charge, beyond 50 m initial lead, for all leads including all lifts involved. | item no.136 | 10 | cum
2.37 | ROAD WORK | item no.137 | [57 empty] | 2.37 | ROAD WORK | item no.137
2.38 | Cement concrete 1:2:4 (1 cement : 2 coarse sand : 4 graded stone aggregate 40 mm nominal size) in pavements, laid to required slope and camber in panels as required including consolidation finishing and tamping complete. | item no.138 | 20 | cum | 6487.68 |  |  | Excess(+) | 1 | Full Conversion | INR | [40 empty] | #VALUE! | #VALUE! | #VALUE! | [5 empty] | 2.38 | Cement concrete 1:2:4 (1 cement : 2 coarse sand : 4 graded stone aggregate 40 mm nominal size) in pavements, laid to required slope and camber in panels as required including consolidation finishing and tamping complete. | item no.138 | 20 | cum
2.39 | SANITARY INSTALLATIONS | item no.139 | [57 empty] | 2.39 | SANITARY INSTALLATIONS | item no.139
2.4 | Providing and fixing water closet squatting pan (Indian type W.C. pan ) with 100 mm sand cast Iron P or S trap, 10 litre low level white P.V.C. flushing cistern, including flush pipe, with manually controlled device (handle lever) conforming to IS : 7231, with all fittings and fixtures complete, including cutting and making good the walls and floors wherever required: | item no.140 | [57 empty] | 2.4 | Providing and fixing water closet squatting pan (Indian type W.C. pan ) with 100 mm sand cast Iron P or S trap, 10 litre low level white P.V.C. flushing cistern, including flush pipe, with manually controlled device (handle lever) conforming to IS : 7231, with all fittings and fixtures complete, including cutting and making good the walls and floors wherever required: | item no.140
2.41 | White Vitreous china Orissa pattern W.C. pan of size 580x440 mm with integral type foot rests | item no.141 | 4 | each | 5069.14 |  |  | Excess(+) | 1 | Full Conversion | INR | [40 empty] | #VALUE! | #VALUE! | #VALUE! | [5 empty] | 2.41 | White Vitreous china Orissa pattern W.C. pan of size 580x440 mm with integral type foot rests | item no.141 | 4 | each
2.42 | Providing and fixing white vitreous china pedestal type water closet (European type W.C. pan) with seat and lid, 10 litre low level white P.V.C. flushing cistern, including flush pipe, with manually controlled device (handle lever), conforming to IS : 7231, with all fittings and fixtures complete, including cutting and making good the walls and floors wherever required : | item no.142 | [57 empty] | 2.42 | Providing and fixing white vitreous china pedestal type water closet (European type W.C. pan) with seat and lid, 10 litre low level white P.V.C. flushing cistern, including flush pipe, with manually controlled device (handle lever), conforming to IS : 7231, with all fittings and fixtures complete, including cutting and making good the walls and floors wherever required : | item no.142
2.43 | W.C. pan with ISI marked white solid plastic seat and lid | item no.143 | 3 | each | 4858 |  |  | Excess(+) | 1 | Full Conversion | INR | [40 empty] | #VALUE! | #VALUE! | #VALUE! | [5 empty] | 2.43 | W.C. pan with ISI marked white solid plastic seat and lid | item no.143 | 3 | each
2.44 | Providing and fixing wash basin with C.I. brackets, 15 mm C.P. brass pillar taps, 32 mm C.P. brass waste of standard pattern, including painting of fittings and brackets, cutting and making good the walls wherever require: | item no.144 | [57 empty] | 2.44 | Providing and fixing wash basin with C.I. brackets, 15 mm C.P. brass pillar taps, 32 mm C.P. brass waste of standard pattern, including painting of fittings and brackets, cutting and making good the walls wherever require: | item no.144
2.45 | White Vitreous China Flat back wash basin size 550x 400 mm with single 15 mm C.P. brass pillar tap | item no.145 | 2 | each | 2394.96 |  |  | Excess(+) | 1 | Full Conversion | INR | [40 empty] | #VALUE! | #VALUE! | #VALUE! | [5 empty] | 2.45 | White Vitreous China Flat back wash basin size 550x 400 mm with single 15 mm C.P. brass pillar tap | item no.145 | 2 | each
2.46 | Providing and fixing Stainless Steel A ISI 304 (18/8) kitchen sink as per IS:13983 with C.I. brackets and stainless steel plug 40 mm, including painting of fittings and brackets, cutting and making good the walls wherever required : | item no.146 | [57 empty] | 2.46 | Providing and fixing Stainless Steel A ISI 304 (18/8) kitchen sink as per IS:13983 with C.I. brackets and stainless steel plug 40 mm, including painting of fittings and brackets, cutting and making good the walls wherever required : | item no.146
2.47 | Kitchen sink with drain board | item no.147 | [57 empty] | 2.47 | Kitchen sink with drain board | item no.147
2.48 | 510x1040 mm bowl depth 250 mm | item no.148 | 5 | each | 5268.26 |  |  | Excess(+) | 1 | Full Conversion | INR | [40 empty] | #VALUE! | #VALUE! | #VALUE! | [5 empty] | 2.48 | 510x1040 mm bowl depth 250 mm | item no.148 | 5 | each
2.49 | Providing and fixing 8 mm dia C.P. / S.S. Jet with flexible tube upto 1 metre long with S.S. triangular plate to Eureopean type W.C. of quality and make as approved by Engineer - in - charge. | item no.149 | 3 | each | 262.47 |  |  | Excess(+) | 1 | Full Conversion | INR | [40 empty] | #VALUE! | #VALUE! | #VALUE! | [5 empty] | 2.49 | Providing and fixing 8 mm dia C.P. / S.S. Jet with flexible tube upto 1 metre long with S.S. triangular plate to Eureopean type W.C. of quality and make as approved by Engineer - in - charge. | item no.149 | 3 | each
2.5 | Providing and fixing CP Brass 32mm size Bottle Trap of approved quality & make and as per the direction of Engineer-in-charge. | item no.150 | 6 | each | 777.07 |  |  | Excess(+) | 1 | Full Conversion | INR | [40 empty] | #VALUE! | #VALUE! | #VALUE! | [5 empty] | 2.5 | Providing and fixing CP Brass 32mm size Bottle Trap of approved quality & make and as per the direction of Engineer-in-charge. | item no.150 | 6 | each
2.51 | Providing and fixing P.V.C. waste pipe for sink or wash basin including P.V.C. waste fittings complete. | item no.151 | [57 empty] | 2.51 | Providing and fixing P.V.C. waste pipe for sink or wash basin including P.V.C. waste fittings complete. | item no.151
2.52 | Flexible pipe | item no.152 | [57 empty] | 2.52 | Flexible pipe | item no.152
2.53 | 32 mm dia | item no.153 | 2 | each | 91.49 |  |  | Excess(+) | 1 | Full Conversion | INR | [40 empty] | #VALUE! | #VALUE! | #VALUE! | [5 empty] | 2.53 | 32 mm dia | item no.153 | 2 | each
2.54 | Providing and fixing 600x450 mm beveled edge mirror of superior glass (of approved quality) complete with 6 mm thick hard board ground fixed to wooden cleats with C.P. brass screws and washers complete. | item no.154 | 6 | each | 1237.31 |  |  | Excess(+) | 1 | Full Conversion | INR | [40 empty] | #VALUE! | #VALUE! | #VALUE! | [5 empty] | 2.54 | Providing and fixing 600x450 mm beveled edge mirror of superior glass (of approved quality) complete with 6 mm thick hard board ground fixed to wooden cleats with C.P. brass screws and washers complete. | item no.154 | 6 | each
2.55 | Providing and fixing soil, waste and vent pipes : | item no.155 | [57 empty] | 2.55 | Providing and fixing soil, waste and vent pipes : | item no.155
2.56 | 100 mm dia | item no.156 | [57 empty] | 2.56 | 100 mm dia | item no.156
2.57 | Hubless centrifugally cast (spun) iron pipes epoxy coated inside & outside IS:15905 | item no.157 | 72 | metre | 930.51 |  |  | Excess(+) | 1 | Full Conversion | INR | [40 empty] | #VALUE! | #VALUE! | #VALUE! | [5 empty] | 2.57 | Hubless centrifugally cast (spun) iron pipes epoxy coated inside & outside IS:15905 | item no.157 | 72 | metre
2.58 | 75 mm diameter : | item no.158 | [57 empty] | 2.58 | 75 mm diameter : | item no.158
2.59 | Hubless centrifugally cast (spun) iron pipes epoxy coated inside & outside IS:15905 | item no.159 | 15.5 | metre | 760.68 |  |  | Excess(+) | 1 | Full Conversion | INR | [40 empty] | #VALUE! | #VALUE! | #VALUE! | [5 empty] | 2.59 | Hubless centrifugally cast (spun) iron pipes epoxy coated inside & outside IS:15905 | item no.159 | 15.5 | metre
2.6 | Providing and fixing bend of required degree with access door, insertion rubber washer 3 mm thick, bolts and nuts complete. | item no.160 | [57 empty] | 2.6 | Providing and fixing bend of required degree with access door, insertion rubber washer 3 mm thick, bolts and nuts complete. | item no.160
2.61 | 100 mm dia | item no.161 | [57 empty] | 2.61 | 100 mm dia | item no.161
2.62 | Hubless centrifugally cast (spun) iron epoxy coated inside & outside as per IS:15905 | item no.162 | 11 | each | 482.95 |  |  | Excess(+) | 1 | Full Conversion | INR | [40 empty] | #VALUE! | #VALUE! | #VALUE! | [5 empty] | 2.62 | Hubless centrifugally cast (spun) iron epoxy coated inside & outside as per IS:15905 | item no.162 | 11 | each
2.63 | Providing and fixing plain bend of required degree. | item no.163 | [57 empty] | 2.63 | Providing and fixing plain bend of required degree. | item no.163
2.64 | 100 mm dia | item no.164 | [57 empty] | 2.64 | 100 mm dia | item no.164
2.65 | Hubless centrifugally cast (spun) iron pipes epoxy coated inside & outside IS:15905 | item no.165 | 14 | each | 303.42 |  |  | Excess(+) | 1 | Full Conversion | INR | [40 empty] | #VALUE! | #VALUE! | #VALUE! | [5 empty] | 2.65 | Hubless centrifugally cast (spun) iron pipes epoxy coated inside & outside IS:15905 | item no.165 | 14 | each
2.66 | Providing and fixing collar : | item no.166 | [57 empty] | 2.66 | Providing and fixing collar : | item no.166
2.67 | 75 mm | item no.167 | [57 empty] | 2.67 | 75 mm | item no.167
2.68 | Sand cast iron S&S as per IS - 3989 | item no.168 | 12 | each | 238.01 |  |  | Excess(+) | 1 | Full Conversion | INR | [40 empty] | #VALUE! | #VALUE! | #VALUE! | [5 empty] | 2.68 | Sand cast iron S&S as per IS - 3989 | item no.168 | 12 | each
2.69 | Providing and fixing shielded coupling for Hubless centrifugally cast iron pipe | item no.169 | [57 empty] | 2.69 | Providing and fixing shielded coupling for Hubless centrifugally cast iron pipe | item no.169
2.7 | 100 mm dia | item no.170 | [57 empty] | 2.7 | 100 mm dia | item no.170
2.71 | SS 304 grade coupling with EPDM rubber gasket | item no.171 | 64 | each | 356.25 |  |  | Excess(+) | 1 | Full Conversion | INR | [40 empty] | #VALUE! | #VALUE! | #VALUE! | [5 empty] | 2.71 | SS 304 grade coupling with EPDM rubber gasket | item no.171 | 64 | each
2.72 | 75 mm dia | item no.172 | [57 empty] | 2.72 | 75 mm dia | item no.172
2.73 | SS 304 grade coupling with EPDM rubber gasket | item no.173 | 20 | each | 320.12 |  |  | Excess(+) | 1 | Full Conversion | INR | [40 empty] | #VALUE! | #VALUE! | #VALUE! | [5 empty] | 2.73 | SS 304 grade coupling with EPDM rubber gasket | item no.173 | 20 | each
2.74 | Providing and fixing trap of self cleansing design with screwed down or hinged grating with or without vent arm complete, including cost of cutting and making good the walls and floors : | item no.174 | [57 empty] | 2.74 | Providing and fixing trap of self cleansing design with screwed down or hinged grating with or without vent arm complete, including cost of cutting and making good the walls and floors : | item no.174
2.75 | 100 mm inlet and 100 mm outlet | item no.175 | [57 empty] | 2.75 | 100 mm inlet and 100 mm outlet | item no.175
2.76 | Hubless centrifugally cast (spun) iron epoxy coated inside & outside as per IS:15905 | item no.176 | 9 | each | 667.12 |  |  | Excess(+) | 1 | Full Conversion | INR | [40 empty] | #VALUE! | #VALUE! | #VALUE! | [5 empty] | 2.76 | Hubless centrifugally cast (spun) iron epoxy coated inside & outside as per IS:15905 | item no.176 | 9 | each
2.77 | 100 mm inlet and 75 mm outlet | item no.177 | [57 empty] | 2.77 | 100 mm inlet and 75 mm outlet | item no.177
2.78 | Hubless centrifugally cast (spun) iron epoxy coated inside & outside as per IS:15905 | item no.178 | 3 | each | 485.27 |  |  | Excess(+) | 1 | Full Conversion | INR | [40 empty] | #VALUE! | #VALUE! | #VALUE! | [5 empty] | 2.78 | Hubless centrifugally cast (spun) iron epoxy coated inside & outside as per IS:15905 | item no.178 | 3 | each
2.79 | WATER SUPPLY | item no.179 | [57 empty] | 2.79 | WATER SUPPLY | item no.179
2.8 | Providing and fixing G.I. pipes complete with G.I. fittings and clamps, i/c cutting and making good the walls etc. Internal work - Exposed on wall | item no.180 | [57 empty] | 2.8 | Providing and fixing G.I. pipes complete with G.I. fittings and clamps, i/c cutting and making good the walls etc. Internal work - Exposed on wall | item no.180
2.81 | 15 mm dia nominal bore | item no.181 | 20 | metre | 266.68 |  |  | Excess(+) | 1 | Full Conversion | INR | [40 empty] | #VALUE! | #VALUE! | #VALUE! | [5 empty] | 2.81 | 15 mm dia nominal bore | item no.181 | 20 | metre
2.82 | 20 mm dia nominal bore | item no.182 | 40 | metre | 327.36 |  |  | Excess(+) | 1 | Full Conversion | INR | [40 empty] | #VALUE! | #VALUE! | #VALUE! | [5 empty] | 2.82 | 20 mm dia nominal bore | item no.182 | 40 | metre
2.83 | 25 mm dia nominal bore | item no.183 | 50 | metre | 430.69 |  |  | Excess(+) | 1 | Full Conversion | INR | [40 empty] | #VALUE! | #VALUE! | #VALUE! | [5 empty] | 2.83 | 25 mm dia nominal bore | item no.183 | 50 | metre
2.84 | 32 mm dia nominal bore | item no.184 | 30 | metre | 494.17 |  |  | Excess(+) | 1 | Full Conversion | INR | [40 empty] | #VALUE! | #VALUE! | #VALUE! | [5 empty] | 2.84 | 32 mm dia nominal bore | item no.184 | 30 | metre
2.85 | Providing and fixing G.I. Pipes complete with G.I. fittings and clamps, i/c making good the walls etc. concealed pipe, including painting with anti corrosive bitumastic paint, cutting chases and making good the wall : | item no.185 | [57 empty] | 2.85 | Providing and fixing G.I. Pipes complete with G.I. fittings and clamps, i/c making good the walls etc. concealed pipe, including painting with anti corrosive bitumastic paint, cutting chases and making good the wall : | item no.185
2.86 | 15 mm dia nominal bore | item no.186 | 100 | metre | 425.43 |  |  | Excess(+) | 1 | Full Conversion | INR | [40 empty] | #VALUE! | #VALUE! | #VALUE! | [5 empty] | 2.86 | 15 mm dia nominal bore | item no.186 | 100 | metre
2.87 | 20 mm dia nominal bore | item no.187 | 10 | metre | 474.44 |  |  | Excess(+) | 1 | Full Conversion | INR | [40 empty] | #VALUE! | #VALUE! | #VALUE! | [5 empty] | 2.87 | 20 mm dia nominal bore | item no.187 | 10 | metre
2.88 | Providing and fixing G.I. pipes complete with G.I. fittings including trenching and refilling etc. External work | item no.188 | [57 empty] | 2.88 | Providing and fixing G.I. pipes complete with G.I. fittings including trenching and refilling etc. External work | item no.188
2.89 | 20 mm dia nominal bore | item no.189 | 40 | metre | 276.5 |  |  | Excess(+) | 1 | Full Conversion | INR | [40 empty] | #VALUE! | #VALUE! | #VALUE! | [5 empty] | 2.89 | 20 mm dia nominal bore | item no.189 | 40 | metre
2.9 | 25 mm dia nominal bore | item no.190 | 60 | metre | 366.46 |  |  | Excess(+) | 1 | Full Conversion | INR | [40 empty] | #VALUE! | #VALUE! | #VALUE! | [5 empty] | 2.9 | 25 mm dia nominal bore | item no.190 | 60 | metre
2.91 | 32 mm dia nominal bore | item no.191 | 45 | metre | 401.32 |  |  | Excess(+) | 1 | Full Conversion | INR | [40 empty] | #VALUE! | #VALUE! | #VALUE! | [5 empty] | 2.91 | 32 mm dia nominal bore | item no.191 | 45 | metre
2.92 | Making connection of G.I. distribution branch with G.I. main of following sizes by providing and fixing tee, including cutting and threading the pipe etc. complete : | item no.192 | [57 empty] | 2.92 | Making connection of G.I. distribution branch with G.I. main of following sizes by providing and fixing tee, including cutting and threading the pipe etc. complete : | item no.192
2.93 | 25 to 40 mm nominal bore | item no.193 | 2 | each | 663.83 |  |  | Excess(+) | 1 | Full Conversion | INR | [40 empty] | #VALUE! | #VALUE! | #VALUE! | [5 empty] | 2.93 | 25 to 40 mm nominal bore | item no.193 | 2 | each
2.94 | Providing and fixing gun metal gate valve with C.I. wheel of approved quality (screwed end) : | item no.194 | [57 empty] | 2.94 | Providing and fixing gun metal gate valve with C.I. wheel of approved quality (screwed end) : | item no.194
2.95 | 25 mm nominal bore | item no.195 | 2 | each | 466.77 |  |  | Excess(+) | 1 | Full Conversion | INR | [40 empty] | #VALUE! | #VALUE! | #VALUE! | [5 empty] | 2.95 | 25 mm nominal bore | item no.195 | 2 | each
2.96 | 20 mm nominal bore | item no.196 | 2 | each | 404.87 |  |  | Excess(+) | 1 | Full Conversion | INR | [40 empty] | #VALUE! | #VALUE! | #VALUE! | [5 empty] | 2.96 | 20 mm nominal bore | item no.196 | 2 | each
2.97 | 32 mm nominal bore. | item no.197 | 3 | each | 517.23 |  |  | Excess(+) | 1 | Full Conversion | INR | [40 empty] | #VALUE! | #VALUE! | #VALUE! | [5 empty] | 2.97 | 32 mm nominal bore. | item no.197 | 3 | each
2.98 | Providing and fixing ball valve (brass) of approved quality, High or low pressure, with plastic floats complete : | item no.198 | [52 empty] | 1.13 | 4 nos. 400 A, FP, 36 kA,MCCB with thermomagnetic release O/C,S/C protection, rotary operated handle mechanism-4Nos, FP Spreader(8x4=32Nos) for MCCB 400A- 4 Nos | item no.13 |  |  | 2.98 | Providing and fixing ball valve (brass) of approved quality, High or low pressure, with plastic floats complete : | item no.198
2.99 | 25 mm nominal bore | item no.199 | 2 | each | 349.98 |  |  | Excess(+) | 1 | Full Conversion | INR | [40 empty] | #VALUE! | #VALUE! | #VALUE! | 1.14 | all out goings with ON.OFF, Trip, Spring charge indication.communicable type Digital multifunction energy meter(RS 485).Digital Amp meter with selector switches etc. | item no.14 |  |  | 2.99 | 25 mm nominal bore | item no.199 | 2 | each
3 | Providing and fixing brass ferrule with C.I. mouth cover including boring and tapping the main : | item no.200 | [52 empty] | 1.15 | Note : All ACBs and MCCB's aux. contacts for ON/OFF and trip spare contacts to be wired up to terminal block. | item no.15 | 1 | No. | 3 | Providing and fixing brass ferrule with C.I. mouth cover including boring and tapping the main : | item no.200
3.01 | 20 mm nominal bore | item no.201 | 2 | each | 305.04 |  |  | Excess(+) | 1 | Full Conversion | INR | [40 empty] | #VALUE! | #VALUE! | #VALUE! | 1.16 | Supply installation testing and commissioning of cubical type DG set LT panel -2 (IEC 61439), suitable for 1600 Amp 415V, 3 phase, 4 wire 50 Hz AC supply system fabricated in compartmentalized (preferable) design from CRCA sheet steel of 2mm thick for frame work and covers. 3mm thick for gland plated i/c cleaning & finishing complete with 7 tank process for powder coating in approved shade, having suitable capacity extensible type FP Aluminium alloy Bus bars of high conductivity. DMC.SMC bus bar supports, with short circuit withstand capacity of 50 KA for 1 sec. bottom base channel of MS section not less than 100mm x 50mm x 5mm thick, fabrication shall be done in transportable sections, entire panel shall have a common earth bar of suitable size at the rear with 2 Nos earth solid connections from main bus bar to switch gears with required 1.5 sqmm zero halogen fire retardant low smoke insulated copper conductor s/c cable, cable alleys, cable gland plate in two half. | item no.16 |  |  | 3.01 | 20 mm nominal bore | item no.201 | 2 | each
3.02 | Providing and fixing uplasticised PVC connection pipe with brass unions : | item no.202 | [52 empty] | 1.17 | The panel shall be equipped with relays, timers set of CT's for metering & protection and energy analyser/meter to indicate current phase, line voltage, frequency, power factor, KWH, KVARH. Provision of over load, short circuit, restricted earth fault, under frequency control cabling and interlocking, suitable cable termination chambers/ bus bars extension and providing indicating lamps of phases for all feeders complete with foundation as per drawing and specifications amended up to date complete. and attached specification. | item no.17 |  |  | 3.02 | Providing and fixing uplasticised PVC connection pipe with brass unions : | item no.202
3.03 | 45 cm length | item no.203 | [52 empty] | 1.18 | Incoming | item no.18 |  |  | 3.03 | 45 cm length | item no.203
3.04 | 15 mm nominal bore | item no.204 | 15 | each | 74.7 |  |  | Excess(+) | 1 | Full Conversion | INR | [40 empty] | #VALUE! | #VALUE! | #VALUE! | 1.19 | 3 No's 1250A, FP, 50KA, 4 pole ACB ( for 3x750 KVA SG sets) with microprocessor release (O/L, S/C & E/F protention) saftey shutter,SCM, CC, 4NO+4NC Aux. Contacts, interlock, shunt Trip contact T&C. etc. with 2 nos. 1250 A bus coupler (DG1 & DG2) (DG2-DG3) with all protections and metering. | item no.19 |  |  | 3.04 | 15 mm nominal bore | item no.204 | 15 | each
3.05 | Constructing masonry Chamber 30x30x50 cm inside, in brick work in cement mortar 1:4 (1 cement :4 coarse sand) for stop cock, with C. I. surface box 100x100 x75 mm (inside) with hinged cover fixed in cement concrete slab 1:2:4 mix (1 cement : 2 coarse sand : 4 graded stone aggregate 20 mm nominal size), i/c necessary excavation, foundation concrete 1:5:10 ( 1 cement : 5 fine sand : 10 graded stone aggregate 40mm nominal size ) and inside plastering with cement mortar 1:3 (1 cement : 3 coarse sand) 12mm thick, finished with a floating coat of neat cement complete as per standard design : | item no.205 | [52 empty] | 1.2 | breaker control switch TNC, Digital voltmeter/Ammeter Cl-1.0 with selector switch, Electronic KWH meter Cl-1.0, CT-1250/5A, Cl1.0, 15VA cast rasin for metering, protection CTs 1250/5A, Cl-5P10, 15VA cast rasin IDMT relay , Trip circuit supervision relay , Phase indicating Lamp LED Type"Red, Tellow, Blue" Auto / Amnual selector switch Auxiliary contactors with 2NO+2NC , 2A SP MCB 10KA for cont. CKT. | item no.20 |  |  | 3.05 | Constructing masonry Chamber 30x30x50 cm inside, in brick work in cement mortar 1:4 (1 cement :4 coarse sand) for stop cock, with C. I. surface box 100x100 x75 mm (inside) with hinged cover fixed in cement concrete slab 1:2:4 mix (1 cement : 2 coarse sand : 4 graded stone aggregate 20 mm nominal size), i/c necessary excavation, foundation concrete 1:5:10 ( 1 cement : 5 fine sand : 10 graded stone aggregate 40mm nominal size ) and inside plastering with cement mortar 1:3 (1 cement : 3 coarse sand) 12mm thick, finished with a floating coat of neat cement complete as per standard design : | item no.205
3.06 | With common burnt clay F.P.S.(non modular) bricks of class designation 7.5 | item no.206 | 6 | each | 1501.23 |  |  | Excess(+) | 1 | Full Conversion | INR | [40 empty] | #VALUE! | #VALUE! | #VALUE! | 1.21 | All the Incomer shall have class-b SPD of DEHN make. With 50KA 40A MPCB Protection. | item no.21 |  |  | 3.06 | With common burnt clay F.P.S.(non modular) bricks of class designation 7.5 | item no.206 | 6 | each
3.07 | Painting G.I. pipes and fittings with two coats of anti-corrosive bitumastic paint of approved quality : | item no.207 | [52 empty] | 1.22 | Bus bar: 1 No.1600 A, 50HZ, FP, Aliminium Bus Bar | item no.22 |  |  | 3.07 | Painting G.I. pipes and fittings with two coats of anti-corrosive bitumastic paint of approved quality : | item no.207
3.08 | 20 mm diameter pipe | item no.208 | 40 | metre | 10.52 |  |  | Excess(+) | 1 | Full Conversion | INR | [40 empty] | #VALUE! | #VALUE! | #VALUE! | 1.23 | OutGoing: | item no.23 |  |  | 3.08 | 20 mm diameter pipe | item no.208 | 40 | metre
3.09 | 25 mm diameter pipe | item no.209 | 60 | metre | 13.37 |  |  | Excess(+) | 1 | Full Conversion | INR | [40 empty] | #VALUE! | #VALUE! | #VALUE! | 1.24 | 3 nos. 800 A, FP, 36 kA,MCCB with thermomagnetic release O/C,S/C protection, rotary operated handle mechanism- 3Nos, 2A SP MCB for cont. CKT.- 3 Nos | item no.24 |  |  | 3.09 | 25 mm diameter pipe | item no.209 | 60 | metre
3.1 | 32 mm diameter pipe | item no.210 | 45 | metre | 16.13 |  |  | Excess(+) | 1 | Full Conversion | INR | [40 empty] | #VALUE! | #VALUE! | #VALUE! | 1.25 | 8 nos. 400 A, FP, 36 kA,MCCB with thermomagnetic release O/C,S/C protection, rotary operated handle mechanism- 8Nos, 2A SP MCB for cont. CKT.- 8 Nos | item no.25 |  |  | 3.1 | 32 mm diameter pipe | item no.210 | 45 | metre
3.11 | Providing and filling sand of grading zone V or coarser grade, allround the G.I. pipes in external work : | item no.211 | [52 empty] | 1.26 | 4 nos. 250 A, FP, 36 kA,MCCB with thermomagnetic release O/C,S/C protection - 3nos, rotary operated handle mechanism-4Nos, FP Spreader for MCCB 250A- 4 Nos | item no.26 |  |  | 3.11 | Providing and filling sand of grading zone V or coarser grade, allround the G.I. pipes in external work : | item no.211
3.12 | 20 mm diameter pipe | item no.212 | 40 | metre | 140.16 |  |  | Excess(+) | 1 | Full Conversion | INR | [40 empty] | #VALUE! | #VALUE! | #VALUE! | 1.27 | all outgoings with ON,OFF,Trip, spring charge indication. Communicable Digital multifunction energy meter(RS 485) . Digital Amp meter with selector switches etc. | item no.27 |  |  | 3.12 | 20 mm diameter pipe | item no.212 | 40 | metre
3.13 | 25 mm diameter pipe | item no.213 | 60 | metre | 143.88 |  |  | Excess(+) | 1 | Full Conversion | INR | [40 empty] | #VALUE! | #VALUE! | #VALUE! | 1.28 | Note : All ACBs and MCCB's aux. contacts for ON/OFF and trip spare contacts to be wired up to terminal block. | item no.28 | 1 | Nos. | 3.13 | 25 mm diameter pipe | item no.213 | 60 | metre
3.14 | 32 mm diameter pipe | item no.214 | 45 | metre | 147.61 |  |  | Excess(+) | 1 | Full Conversion | INR | [40 empty] | #VALUE! | #VALUE! | #VALUE! | 1.29 | S&I, testing & commissioning 4000 amp TPN aluminum bus duct with MS enclosure, as pe r enclosed specifications E-02. | item no.29 | 15 | Mtr. | 3.14 | 32 mm diameter pipe | item no.214 | 45 | metre
3.15 | Providing and fixing G.I. Union in G.I. pipe including cutting and threading the pipe and making long screws etc. complete (New work) : | item no.215 | [52 empty] | 1.3 | S&I, testing & commissioning 4000amp TPN copper flexible links to connect tranformer LT bus duct as per enclosed specifications E-02. | item no.30 | 1 | Set | 3.15 | Providing and fixing G.I. Union in G.I. pipe including cutting and threading the pipe and making long screws etc. complete (New work) : | item no.215
3.16 | 15 mm nominal bore | item no.216 | 5 | each | 229.99 |  |  | Excess(+) | 1 | Full Conversion | INR | [40 empty] | #VALUE! | #VALUE! | #VALUE! | 1.31 | Earthing with G.I. earth plate 600 mm X 600 mm X 6 mm thick including accessories, and providing masonry enclosure with cover plate having locking arrangement and watering pipe of 2.7 metre long etc. with charcoal/ coke and salt as required. | item no.31 | 5 | Nos. | 3.16 | 15 mm nominal bore | item no.216 | 5 | each
3.17 | 20 mm nominal bore | item no.217 | 5 | each | 253.44 |  |  | Excess(+) | 1 | Full Conversion | INR | [40 empty] | #VALUE! | #VALUE! | #VALUE! | 1.32 | Providing and fixing 25 mm X 5 mm G.I. strip on surface or in recess for connections etc. as required. | item no.32 | 100 | Mtr. | 3.17 | 20 mm nominal bore | item no.217 | 5 | each
3.18 | 25 mm nominal bore | item no.218 | 4 | each | 323.85 |  |  | Excess(+) | 1 | Full Conversion | INR | [40 empty] | #VALUE! | #VALUE! | #VALUE! | 1.33 | Supplying and making end termination with brass compression gland and aluminium lugs for following size of PVC insulated and PVC sheathed / XLPE aluminium conductor cable of 1.1 KV grade as required. | item no.33 |  |  | 3.18 | 25 mm nominal bore | item no.218 | 4 | each
3.19 | 32 mm nominal bore | item no.219 | 3 | each | 359.01 |  |  | Excess(+) | 1 | Full Conversion | INR | [40 empty] | #VALUE! | #VALUE! | #VALUE! | 1.34 | 3½ X 400 sq. mm (82mm) | item no.34 | 50 | Nos. | 3.19 | 32 mm nominal bore | item no.219 | 3 | each
3.2 | Providing and placing on terrace (at all floor levels) polyethylene water storage tank, IS : 12701 marked, with cover and suitable locking arrangement and making necessary holes for inlet, outlet and overflow pipes but without fittings and the base support for tank. | item no.220 | 2000 | per litre | 8.51 |  |  | Excess(+) | 1 | Full Conversion | INR | [40 empty] | #VALUE! | #VALUE! | #VALUE! | 1.35 | Supplying and making straight through joint with heat shrinkable kit including ferrules and other jointing materials for following size of PVC insulated and PVC sheathed / XLPE aluminium conductor cable of 1.1 KV grade as required. | item no.35 |  |  | 3.2 | Providing and placing on terrace (at all floor levels) polyethylene water storage tank, IS : 12701 marked, with cover and suitable locking arrangement and making necessary holes for inlet, outlet and overflow pipes but without fittings and the base support for tank. | item no.220 | 2000 | per litre
3.21 | Providing and fixing C.P. brass bib cock of approved quality conforming to IS:8931 : | item no.221 | [52 empty] | 1.36 | 3½ X 300 sq. mm | item no.36 | 4 | Nos. | 3.21 | Providing and fixing C.P. brass bib cock of approved quality conforming to IS:8931 : | item no.221
3.22 | 15 mm nominal bore | item no.222 | 7 | each | 380.71 |  |  | Excess(+) | 1 | Full Conversion | INR | [40 empty] | #VALUE! | #VALUE! | #VALUE! | 1.37 | 3½ X 400 sq. mm | item no.37 | 4 | Nos. | 3.22 | 15 mm nominal bore | item no.222 | 7 | each
3.23 | Providing and fixing C.P. brass long body bib cock of approved quality conforming to IS standards and weighing not less than 690 gms. | item no.223 | [52 empty] | 1.38 | Providing, laying and fixing following dia G.I. pipe (medium class) in ground complete with G.I. fittings including trenching (75 cm deep)and re-filling etc. as required | item no.38 |  |  | 3.23 | Providing and fixing C.P. brass long body bib cock of approved quality conforming to IS standards and weighing not less than 690 gms. | item no.223
3.24 | 15 mm nominal bore | item no.224 | 7 | each | 621.13 |  |  | Excess(+) | 1 | Full Conversion | INR | [40 empty] | #VALUE! | #VALUE! | #VALUE! | 1.39 | 100 mm Dia | item no.39 | 50 | Mtr. | 3.24 | 15 mm nominal bore | item no.224 | 7 | each
3.25 | Providing and fixing C.P. brass stop cock (concealed) of standard design and of approved make conforming to IS:8931. | item no.225 | [52 empty] | 1.4 | Providing brick work (in width 225 mm or more) with F.P.S. bricks of class designation 7.5 in cement mortar 1:4 (1 cement : 4 coarse sand) at all levels | item no.40 | 2 | Cum | 3.25 | Providing and fixing C.P. brass stop cock (concealed) of standard design and of approved make conforming to IS:8931. | item no.225
3.26 | 15 mm nominal bore | item no.226 | 2 | each | 521.48 |  |  | Excess(+) | 1 | Full Conversion | INR | [40 empty] | #VALUE! | #VALUE! | #VALUE! | [5 empty] | 3.26 | 15 mm nominal bore | item no.226 | 2 | each
3.27 | Providing and fixing C.P. brass angle valve for basin mixer and geyser points of approved quality conforming to IS:8931 | item no.227 | [57 empty] | 3.27 | Providing and fixing C.P. brass angle valve for basin mixer and geyser points of approved quality conforming to IS:8931 | item no.227
3.28 | 15mm nominal bore | item no.228 | 17 | each | 438.71 |  |  | Excess(+) | 1 | Full Conversion | INR | [40 empty] | #VALUE! | #VALUE! | #VALUE! | [5 empty] | 3.28 | 15mm nominal bore | item no.228 | 17 | each
3.29 | Providing and fixing C.P. Brass extension nipple (size 15mmx50mm) of approved make and quality as per direction of Engineer-in-charge. | item no.229 | 31 | each | 54.1 |  |  | Excess(+) | 1 | Full Conversion | INR | [40 empty] | #VALUE! | #VALUE! | #VALUE! | [5 empty] | 3.29 | Providing and fixing C.P. Brass extension nipple (size 15mmx50mm) of approved make and quality as per direction of Engineer-in-charge. | item no.229 | 31 | each
3.3 | Cutting holes up to 30x30 cm in walls including making good the same: | item no.230 | [57 empty] | 3.3 | Cutting holes up to 30x30 cm in walls including making good the same: | item no.230
3.31 | With common burnt clay F.P.S. (non modular) bricks | item no.231 | 10 | each | 317.76 |  |  | Excess(+) | 1 | Full Conversion | INR | [40 empty] | #VALUE! | #VALUE! | #VALUE! | [5 empty] | 3.31 | With common burnt clay F.P.S. (non modular) bricks | item no.231 | 10 | each
3.32 | Making chases up to 7.5x7.5 cm in walls including making good and finishing with matching surface after housing G.I. pipe etc. | item no.232 | 20 | metre | 150.64 |  |  | Excess(+) | 1 | Full Conversion | INR | [40 empty] | #VALUE! | #VALUE! | #VALUE! | [5 empty] | 3.32 | Making chases up to 7.5x7.5 cm in walls including making good and finishing with matching surface after housing G.I. pipe etc. | item no.232 | 20 | metre
3.33 | DRAINAGE | item no.233 | [57 empty] | 3.33 | DRAINAGE | item no.233
3.34 | Providing, laying and jointing glazed stoneware pipes class SP-1 with stiff mixture of cement mortar in the proportion of 1:1 (1 cement : 1 fine sand) including testing of joints etc. complete : | item no.234 | [57 empty] | 3.34 | Providing, laying and jointing glazed stoneware pipes class SP-1 with stiff mixture of cement mortar in the proportion of 1:1 (1 cement : 1 fine sand) including testing of joints etc. complete : | item no.234
3.35 | 150 mm diameter | item no.235 | 115 | metre | 518.54 |  |  | Excess(+) | 1 | Full Conversion | INR | [40 empty] | #VALUE! | #VALUE! | #VALUE! | [5 empty] | 3.35 | 150 mm diameter | item no.235 | 115 | metre
3.36 | 200 mm diameter | item no.236 | 15 | metre | 728.1 |  |  | Excess(+) | 1 | Full Conversion | INR | [40 empty] | #VALUE! | #VALUE! | #VALUE! | [5 empty] | 3.36 | 200 mm diameter | item no.236 | 15 | metre
3.37 | Providing and laying cement concrete 1:5:10 (1 cement : 5 coarse sand : 10 graded stone aggregate 40 mm nominal size) all-round S.W. pipes including bed concrete as per standard design : | item no.237 | [57 empty] | 3.37 | Providing and laying cement concrete 1:5:10 (1 cement : 5 coarse sand : 10 graded stone aggregate 40 mm nominal size) all-round S.W. pipes including bed concrete as per standard design : | item no.237
3.38 | 150 mm diameter S.W. pipe | item no.238 | 115 | metre | 960.24 |  |  | Excess(+) | 1 | Full Conversion | INR | [40 empty] | #VALUE! | #VALUE! | #VALUE! | [5 empty] | 3.38 | 150 mm diameter S.W. pipe | item no.238 | 115 | metre
3.39 | 200 mm diameter S.W. pipe | item no.239 | 15 | metre | 1119.42 |  |  | Excess(+) | 1 | Full Conversion | INR | [40 empty] | #VALUE! | #VALUE! | #VALUE! | [5 empty] | 3.39 | 200 mm diameter S.W. pipe | item no.239 | 15 | metre
3.4 | Providing and laying cement concrete 1:5:10 (1 cement : 5 coarse sand : 10 graded stone aggregate 40 mm nominal size) up to haunches of S.W. pipes including bed concrete as per standard design : | item no.240 | [57 empty] | 3.4 | Providing and laying cement concrete 1:5:10 (1 cement : 5 coarse sand : 10 graded stone aggregate 40 mm nominal size) up to haunches of S.W. pipes including bed concrete as per standard design : | item no.240
3.41 | 250 mm diameter S.W. pipe | item no.241 | 10 | metre | 827.62 |  |  | Excess(+) | 1 | Full Conversion | INR | [40 empty] | #VALUE! | #VALUE! | #VALUE! | [5 empty] | 3.41 | 250 mm diameter S.W. pipe | item no.241 | 10 | metre
3.42 | Providing and fixing square-mouth S.W. gully trap class SP-1 complete with C.I. grating brick masonry chamber with water tight C.I. cover with frame of 300 x300 mm size (inside) the weight of cover to be not less than 4.50 kg and frame to be not less than 2.70 kg as per standard design: | item no.242 | [57 empty] | 3.42 | Providing and fixing square-mouth S.W. gully trap class SP-1 complete with C.I. grating brick masonry chamber with water tight C.I. cover with frame of 300 x300 mm size (inside) the weight of cover to be not less than 4.50 kg and frame to be not less than 2.70 kg as per standard design: | item no.242
3.43 | 100x100 mm size P type | item no.243 | [57 empty] | 3.43 | 100x100 mm size P type | item no.243
3.44 | With common burnt clay F.P.S. (non modular) bricks of class designation 7.5 | item no.244 | 5 | each | 2151.29 |  |  | Excess(+) | 1 | Full Conversion | INR | [40 empty] | #VALUE! | #VALUE! | #VALUE! | [5 empty] | 3.44 | With common burnt clay F.P.S. (non modular) bricks of class designation 7.5 | item no.244 | 5 | each
3.45 | Providing and laying non-pressure NP2 class (light duty) R.C.C. pipes with collars jointed with stiff mixture of cement mortar in the proportion of 1:2 (1 cement : 2 fine sand) including testing of joints etc. complete : | item no.245 | [57 empty] | 3.45 | Providing and laying non-pressure NP2 class (light duty) R.C.C. pipes with collars jointed with stiff mixture of cement mortar in the proportion of 1:2 (1 cement : 2 fine sand) including testing of joints etc. complete : | item no.245
3.46 | 250 mm dia. R.C.C. pipe | item no.246 | 10 | metre | 711.22 |  |  | Excess(+) | 1 | Full Conversion | INR | [40 empty] | #VALUE! | #VALUE! | #VALUE! | [5 empty] | 3.46 | 250 mm dia. R.C.C. pipe | item no.246 | 10 | metre
3.47 | 300 mm dia. R.C.C. pipe | item no.247 | 100 | metre | 790.93 |  |  | Excess(+) | 1 | Full Conversion | INR | [40 empty] | #VALUE! | #VALUE! | #VALUE! | [5 empty] | 3.47 | 300 mm dia. R.C.C. pipe | item no.247 | 100 | metre
3.48 | Constructing brick masonry manhole in cement mortar 1:4 ( 1 cement : 4 coarse sand ) with R.C.C. top slab with 1:1.5:3 mix (1 cement : 1.5 coarse sand (zone-III) : 3 graded stone aggregate 20 mm nominal size), foundation concrete 1:4:8 mix (1 cement : 4 coarse sand (zone-III) : 8 graded stone aggregate 40 mm nominal size), inside plastering 12 mm thick with cement mortar 1:3 (1 cement : 3 coarse sand) finished with floating coat of neat cement and making channels in cement concrete 1:2:4 (1 cement : 2 coarse sand : 4 graded stone aggregate 20 mm nominal size) finished with a floating coat of neat cement complete as per standard design : | item no.248 | [57 empty] | 3.48 | Constructing brick masonry manhole in cement mortar 1:4 ( 1 cement : 4 coarse sand ) with R.C.C. top slab with 1:1.5:3 mix (1 cement : 1.5 coarse sand (zone-III) : 3 graded stone aggregate 20 mm nominal size), foundation concrete 1:4:8 mix (1 cement : 4 coarse sand (zone-III) : 8 graded stone aggregate 40 mm nominal size), inside plastering 12 mm thick with cement mortar 1:3 (1 cement : 3 coarse sand) finished with floating coat of neat cement and making channels in cement concrete 1:2:4 (1 cement : 2 coarse sand : 4 graded stone aggregate 20 mm nominal size) finished with a floating coat of neat cement complete as per standard design : | item no.248
3.49 | Inside size 90x80 cm and 45 cm deep including C.I. cover with frame (light duty) 455x610 mm internal dimensions, total weight of cover and frame to be not less than 38 kg (weight of cover 23 kg and weight of frame 15 kg) : | item no.249 | [57 empty] | 3.49 | Inside size 90x80 cm and 45 cm deep including C.I. cover with frame (light duty) 455x610 mm internal dimensions, total weight of cover and frame to be not less than 38 kg (weight of cover 23 kg and weight of frame 15 kg) : | item no.249
3.5 | With common burnt clay F.P.S. (non modular) bricks of class designation 7.5 | item no.250 | 3 | each | 10247.35 |  |  | Excess(+) | 1 | Full Conversion | INR | [40 empty] | #VALUE! | #VALUE! | #VALUE! | [5 empty] | 3.5 | With common burnt clay F.P.S. (non modular) bricks of class designation 7.5 | item no.250 | 3 | each
3.51 | Inside size 120x90 cm and 90 cm deep including C.I. cover with frame (medium duty) 500 mm internal diameter, total weight of cover and frame to be not less than 116 kg (weight of cover 58 kg and weight of frame 58 kg) : | item no.251 | [57 empty] | 3.51 | Inside size 120x90 cm and 90 cm deep including C.I. cover with frame (medium duty) 500 mm internal diameter, total weight of cover and frame to be not less than 116 kg (weight of cover 58 kg and weight of frame 58 kg) : | item no.251
3.52 | With common burnt clay F.P.S. (non modular) bricks of class designation 7.5 | item no.252 | 1 | each | 21399.3 |  |  | Excess(+) | 1 | Full Conversion | INR | [40 empty] | #VALUE! | #VALUE! | #VALUE! | [5 empty] | 3.52 | With common burnt clay F.P.S. (non modular) bricks of class designation 7.5 | item no.252 | 1 | each
3.53 | Extra for depth for manholes : | item no.253 | [57 empty] | 3.53 | Extra for depth for manholes : | item no.253
3.54 | Size 90x80 cm | item no.254 | [57 empty] | 3.54 | Size 90x80 cm | item no.254
3.55 | With common burnt clay F.P.S. (non modular) bricks of class designation 7.5 | item no.255 | 1.5 | metre | 7126.22 |  |  | Excess(+) | 1 | Full Conversion | INR | [40 empty] | #VALUE! | #VALUE! | #VALUE! | [5 empty] | 3.55 | With common burnt clay F.P.S. (non modular) bricks of class designation 7.5 | item no.255 | 1.5 | metre
3.56 | Size 120x90 cm | item no.256 | [57 empty] | 3.56 | Size 120x90 cm | item no.256
3.57 | With common burnt clay F.P.S. (non modular) bricks of class designation 7.5 | item no.257 | 1 | metre | 8543.84 |  |  | Excess(+) | 1 | Full Conversion | INR | [40 empty] | #VALUE! | #VALUE! | #VALUE! | [5 empty] | 3.57 | With common burnt clay F.P.S. (non modular) bricks of class designation 7.5 | item no.257 | 1 | metre
3.58 | Making connection of drain or sewer line with existing manhole including breaking into and making good the walls, floors with cement concrete 1:2:4 mix (1 cement : 2 coarse sand : 4 graded stone aggregate 20 mm nominal size) cement plastered on both sides with cement mortar 1:3 (1 cement : 3 coarse sand), finished with a floating coat of neat cement and making necessary channels for the drain etc. complete : | item no.258 | [57 empty] | 3.58 | Making connection of drain or sewer line with existing manhole including breaking into and making good the walls, floors with cement concrete 1:2:4 mix (1 cement : 2 coarse sand : 4 graded stone aggregate 20 mm nominal size) cement plastered on both sides with cement mortar 1:3 (1 cement : 3 coarse sand), finished with a floating coat of neat cement and making necessary channels for the drain etc. complete : | item no.258
3.59 | For pipes 100 to 250 mm diameter | item no.259 | 1 | each | 599.47 |  |  | Excess(+) | 1 | Full Conversion | INR | [40 empty] | #VALUE! | #VALUE! | #VALUE! | [5 empty] | 3.59 | For pipes 100 to 250 mm diameter | item no.259 | 1 | each
3.6 | For pipes 250 to 300 mm diameter | item no.260 | 1 | each | 689.08 |  |  | Excess(+) | 1 | Full Conversion | INR | [40 empty] | #VALUE! | #VALUE! | #VALUE! | [5 empty] | 3.6 | For pipes 250 to 300 mm diameter | item no.260 | 1 | each
3.61 | Constructing brick masonry road gully chamber 110x50x77.5 cm with bricks in cement mortar 1:4 (1 cement : 4 coarse sand) including 500x450 mm precast R.C.C. horizontal grating with frame and vertical grating complete as per standard design : | item no.261 | [57 empty] | 3.61 | Constructing brick masonry road gully chamber 110x50x77.5 cm with bricks in cement mortar 1:4 (1 cement : 4 coarse sand) including 500x450 mm precast R.C.C. horizontal grating with frame and vertical grating complete as per standard design : | item no.261
3.62 | With common burnt clay F.P.S. (non modular) bricks of class designation 7.5 | item no.262 | 1 | each | 9291.49 |  |  | Excess(+) | 1 | Full Conversion | INR | [40 empty] | #VALUE! | #VALUE! | #VALUE! | [5 empty] | 3.62 | With common burnt clay F.P.S. (non modular) bricks of class designation 7.5 | item no.262 | 1 | each
3.63 | ALUMINIUM WORK | item no.263 | [57 empty] | 3.63 | ALUMINIUM WORK | item no.263
3.64 | Providing and fixing aluminium work for doors, windows, ventilators and partitions with extruded built up standard tubular sections/ appropriate Z sections and other sections of approved make conforming to IS: 733 and IS: 1285, fixing with dash fasteners of required dia and size, including necessary filling up the gaps at junctions, i.e. at top, bottom and sides with required EPDM rubber/ neoprene gasket etc. Aluminium sections shall be smooth, rust free, straight, mitred and jointed mechanically wherever required including cleat angle, Aluminium snap beading for glazing / paneling, C.P. brass / stainless steel screws, all complete as per architectural drawings and the directions of Engineer-in-charge. (Glazing, paneling and dash fasteners to be paid for separately) : | item no.264 | [57 empty] | 3.64 | Providing and fixing aluminium work for doors, windows, ventilators and partitions with extruded built up standard tubular sections/ appropriate Z sections and other sections of approved make conforming to IS: 733 and IS: 1285, fixing with dash fasteners of required dia and size, including necessary filling up the gaps at junctions, i.e. at top, bottom and sides with required EPDM rubber/ neoprene gasket etc. Aluminium sections shall be smooth, rust free, straight, mitred and jointed mechanically wherever required including cleat angle, Aluminium snap beading for glazing / paneling, C.P. brass / stainless steel screws, all complete as per architectural drawings and the directions of Engineer-in-charge. (Glazing, paneling and dash fasteners to be paid for separately) : | item no.264
3.65 | For fixed portion | item no.265 | [57 empty] | 3.65 | For fixed portion | item no.265
3.66 | Powder coated aluminium (minimum thickness of powder coating 50 micron) | item no.266 | 200 | kg | 408.86 |  |  | Excess(+) | 1 | Full Conversion | INR | [40 empty] | #VALUE! | #VALUE! | #VALUE! | [5 empty] | 3.66 | Powder coated aluminium (minimum thickness of powder coating 50 micron) | item no.266 | 200 | kg
3.67 | For shutters of doors, windows & ventilators including providing and fixing hinges/ pivots and making provision for fixing of fittings wherever required including the cost of EPDM rubber / neoprene gasket required (Fittings shall be paid for separately) | item no.267 | [57 empty] | 3.67 | For shutters of doors, windows & ventilators including providing and fixing hinges/ pivots and making provision for fixing of fittings wherever required including the cost of EPDM rubber / neoprene gasket required (Fittings shall be paid for separately) | item no.267
3.68 | Powder coated aluminium (minimum thickness of powder coating 50 micron) | item no.268 | 50 | kg | 495.22 |  |  | Excess(+) | 1 | Full Conversion | INR | [40 empty] | #VALUE! | #VALUE! | #VALUE! | [5 empty] | 3.68 | Powder coated aluminium (minimum thickness of powder coating 50 micron) | item no.268 | 50 | kg
3.69 | Providing and fixing glazing in aluminium door, window, ventilator shutters and partitions etc. with EPDM rubber / neoprene gasket etc. complete as per the architectural drawings and the directions of engineer-in-charge . (Cost of aluminium snap beading shall be paid in basic item): | item no.269 | [57 empty] | 3.69 | Providing and fixing glazing in aluminium door, window, ventilator shutters and partitions etc. with EPDM rubber / neoprene gasket etc. complete as per the architectural drawings and the directions of engineer-in-charge . (Cost of aluminium snap beading shall be paid in basic item): | item no.269
3.7 | With float glass panes of 8 mm thickness (weight not less than 20 kg/sqm) | item no.270 | 20 | sqm | 1311.84 |  |  | Excess(+) | 1 | Full Conversion | INR | [40 empty] | #VALUE! | #VALUE! | #VALUE! | [5 empty] | 3.7 | With float glass panes of 8 mm thickness (weight not less than 20 kg/sqm) | item no.270 | 20 | sqm
3.71 | Providing and fixing double action hydraulic floor spring of approved brand and manufacture conforming to IS : 6315, having brand logo embossed on the body / plate with double spring mechanism and door weight upto 125 kg, for doors, including cost of cutting floors, embedding in floors as required and making good the same matching to the existing floor finishing and cover plates with brass pivot and single piece M.S. sheet outer box with slide plate etc. complete as per the direction of Engineer-in-charge. | item no.271 | [57 empty] | 3.71 | Providing and fixing double action hydraulic floor spring of approved brand and manufacture conforming to IS : 6315, having brand logo embossed on the body / plate with double spring mechanism and door weight upto 125 kg, for doors, including cost of cutting floors, embedding in floors as required and making good the same matching to the existing floor finishing and cover plates with brass pivot and single piece M.S. sheet outer box with slide plate etc. complete as per the direction of Engineer-in-charge. | item no.271
3.72 | With stainless steel cover plate minimum 1.25 mm thickness | item no.272 | 8 | each | 2147.17 |  |  | Excess(+) | 1 | Full Conversion | INR | [40 empty] | #VALUE! | #VALUE! | #VALUE! | [5 empty] | 3.72 | With stainless steel cover plate minimum 1.25 mm thickness | item no.272 | 8 | each
3.73 | Filling the gap in between aluminium frame & adjacent RCC/ Brick/ Stone work by providing weather silicon sealant over backer rod of approved quality as per architectural drawings and direction of Engineer-in-charge complete. | item no.273 | [57 empty] | 3.73 | Filling the gap in between aluminium frame & adjacent RCC/ Brick/ Stone work by providing weather silicon sealant over backer rod of approved quality as per architectural drawings and direction of Engineer-in-charge complete. | item no.273
3.74 | Upto 5mm depth and 5 mm width | item no.274 | 500 | metre | 74.75 |  |  | Excess(+) | 1 | Full Conversion | INR | [40 empty] | #VALUE! | #VALUE! | #VALUE! | [5 empty] | 3.74 | Upto 5mm depth and 5 mm width | item no.274 | 500 | metre
3.75 | Providing and fixing stainless steel (SS 304 grade) adjustable friction windows stays of approved quality with necessary stainless steel screws etc. to the side hung windows as per direction of Engineer- in-charge complete. | item no.275 | [57 empty] | 3.75 | Providing and fixing stainless steel (SS 304 grade) adjustable friction windows stays of approved quality with necessary stainless steel screws etc. to the side hung windows as per direction of Engineer- in-charge complete. | item no.275
3.76 | 255 X 19 mm | item no.276 | 10 | each | 288.65 |  |  | Excess(+) | 1 | Full Conversion | INR | [40 empty] | #VALUE! | #VALUE! | #VALUE! | [5 empty] | 3.76 | 255 X 19 mm | item no.276 | 10 | each
3.77 | Providing and fixing aluminium casement windows fastener of required length for aluminium windows with necessary screws etc. complete. | item no.277 | [57 empty] | 3.77 | Providing and fixing aluminium casement windows fastener of required length for aluminium windows with necessary screws etc. complete. | item no.277
3.78 | Powder coated minimum thickness 50 micron aluminium | item no.278 | 10 | each | 69.93 |  |  | Excess(+) | 1 | Full Conversion | INR | [40 empty] | #VALUE! | #VALUE! | #VALUE! | [5 empty] | 3.78 | Powder coated minimum thickness 50 micron aluminium | item no.278 | 10 | each
3.79 | MINOR CIVIL MAINTENANCE WORK: | item no.279 | [57 empty] | 3.79 | MINOR CIVIL MAINTENANCE WORK: | item no.279
3.8 | "Providing and fixing C.P. grating with or without hole for waste pipe for floor/ nahani trap 100 mm dia. weight not less than 100 grams. | item no.280 | 10 | Each | 51.62 |  |  | Excess(+) | 1 | Full Conversion | INR | [40 empty] | #VALUE! | #VALUE! | #VALUE! | [5 empty] | 3.8 | "Providing and fixing C.P. grating with or without hole for waste pipe for floor/ nahani trap 100 mm dia. weight not less than 100 grams. | item no.280 | 10 | Each
3.81 | "Providing and fixing C.P flange for C.P bib cock/C.P angle stop cock. | item no.281 | 32 | Each | 29.33 |  |  | Excess(+) | 1 | Full Conversion | INR | [40 empty] | #VALUE! | #VALUE! | #VALUE! | [5 empty] | 3.81 | "Providing and fixing C.P flange for C.P bib cock/C.P angle stop cock. | item no.281 | 32 | Each
3.82 | Providing and fixing ISI marked flush door shutter non decorative type, core of block board construction with frame of first class hard wood and well matched commercial 3 ply veneering with vertical grains or cross bands and face veneers on both faces of shutters. 35 mm thick including ISI marked M.S butt hinges with necessary screw complete. | item no.282 | 50 | Sqm | 1954.84 |  |  | Excess(+) | 1 | Full Conversion | INR | [40 empty] | #VALUE! | #VALUE! | #VALUE! | [5 empty] | 3.82 | Providing and fixing ISI marked flush door shutter non decorative type, core of block board construction with frame of first class hard wood and well matched commercial 3 ply veneering with vertical grains or cross bands and face veneers on both faces of shutters. 35 mm thick including ISI marked M.S butt hinges with necessary screw complete. | item no.282 | 50 | Sqm
3.83 | "Providing and fixing white vitreous china oval type wash basin of size 550 x 480 with 15mm C.P brass pillar tap, 32mm C.P brass waste of standard pattern. | item no.283 | 3 | Each | 4461.35 |  |  | Excess(+) | 1 | Full Conversion | INR | [40 empty] | #VALUE! | #VALUE! | #VALUE! | [5 empty] | 3.83 | "Providing and fixing white vitreous china oval type wash basin of size 550 x 480 with 15mm C.P brass pillar tap, 32mm C.P brass waste of standard pattern. | item no.283 | 3 | Each
3.84 | "Providing and Fixing white vitreous china flat back half stall urinal of size 580x 380 x 350 mm with fittings standard size, C.P. Brass domical waste 32 mm , C.P. Brass spreders 15 mm , C.P. Connection pipe with Brass union & clamp and C.P Brass Push Cock 15 mm including cutting & making good the wall. | item no.284 | 6 | Each | 8584.86 |  |  | Excess(+) | 1 | Full Conversion | INR | [40 empty] | #VALUE! | #VALUE! | #VALUE! | [5 empty] | 3.84 | "Providing and Fixing white vitreous china flat back half stall urinal of size 580x 380 x 350 mm with fittings standard size, C.P. Brass domical waste 32 mm , C.P. Brass spreders 15 mm , C.P. Connection pipe with Brass union & clamp and C.P Brass Push Cock 15 mm including cutting & making good the wall. | item no.284 | 6 | Each
3.85 | "Providing and fixing C.P soap dish etc. complete. | item no.285 | 4 | Each | 387.13 |  |  | Excess(+) | 1 | Full Conversion | INR | [40 empty] | #VALUE! | #VALUE! | #VALUE! | [5 empty] | 3.85 | "Providing and fixing C.P soap dish etc. complete. | item no.285 | 4 | Each
3.86 | Providind and fixing C.P. hand spray (heath faucet) jaquar make or equivalant with push button control and flexible hose connection with C.P hook complete in all respects. | item no.286 | 3 | Each | 1730.35 |  |  | Excess(+) | 1 | Full Conversion | INR | [40 empty] | #VALUE! | #VALUE! | #VALUE! | [5 empty] | 3.86 | Providind and fixing C.P. hand spray (heath faucet) jaquar make or equivalant with push button control and flexible hose connection with C.P hook complete in all respects. | item no.286 | 3 | Each
3.87 | Providing and fixing 15 mm nominal bore C.P brass two way bib cock of L&K or approved equivalent make etc. complete | item no.287 | 3 | Each | 1284.56 |  |  | Excess(+) | 1 | Full Conversion | INR | [40 empty] | #VALUE! | #VALUE! | #VALUE! | [5 empty] | 3.87 | Providing and fixing 15 mm nominal bore C.P brass two way bib cock of L&K or approved equivalent make etc. complete | item no.287 | 3 | Each
3.88 | Providing and fixing 15 mm nominal bore two way angle valve of make L&K or approved equivalent make. | item no.288 | 3 | Each | 1284.56 |  |  | Excess(+) | 1 | Full Conversion | INR | [40 empty] | #VALUE! | #VALUE! | #VALUE! | [5 empty] | 3.88 | Providing and fixing 15 mm nominal bore two way angle valve of make L&K or approved equivalent make. | item no.288 | 3 | Each
3.89 | Providing and fixing 24 gauge, 12 mm size galvanised chicken wiremesh of approved make over steel structure and all other locations as called for including cutting to required sizes, necessary laps and fixing in position with galvanised wire, nails etc complete. | item no.289 | 220 | sqm | 119.39 |  |  | Excess(+) | 1 | Full Conversion | INR | [40 empty] | #VALUE! | #VALUE! | #VALUE! | [5 empty] | 3.89 | Providing and fixing 24 gauge, 12 mm size galvanised chicken wiremesh of approved make over steel structure and all other locations as called for including cutting to required sizes, necessary laps and fixing in position with galvanised wire, nails etc complete. | item no.289 | 220 | sqm
3.9 | Providing & fiixing Ebco male Aluminium Hanlde and hook for window etc. power coated in required colour with necessary stainless steel screws etc. to the side hung window as per directions of the Engineer-ib-charge complete. | item no.290 | 50 | Each | 131.39 |  |  | Excess(+) | 1 | Full Conversion | INR | [40 empty] | #VALUE! | #VALUE! | #VALUE! | [5 empty] | 3.9 | Providing & fiixing Ebco male Aluminium Hanlde and hook for window etc. power coated in required colour with necessary stainless steel screws etc. to the side hung window as per directions of the Engineer-ib-charge complete. | item no.290 | 50 | Each
3.91 | "Design,supply, engineering, fabricating , transporting, assembling at site, erection & fixing in position of factory finished custom designed Pre-engineered building structure (PEB in abbreviation herein after) made by using high strength Structural Steel of grade E 350 B&R confirming to latest IS 2062.The PEB structure shall be welded type and made as per the required profile & shape, thickness and size and connections at supports shall be of high strength bolted type ( bolt grade 8.8 or more) complete as shown on the design /General Arrangement drawings and directions of Engineer-in-charge. The welded builtup plate columns, girders, portal beams,base plates,stiffener plates and other elements of required profiles and shapes comprising the PEB structure shall be made using CNC cutting machine/or other appropriate method of cutting which avoids any changes in the physical and mechanical property of the steel plates and does not cause any secondary stresses due to the cutting out of the plates for making customized profiles. The scope of work includes: " """b) Procurement of all materials shall be done from approved manufactures. Also complete methodology for Pre-engineered building structural steel work and name of workshop for fabrication works, testing facilities, fixing & erection procedures etc. are to be intimated for approval of Engineer - in - Charge. c ) The item includes working at all heights and levels and making provision & arrangement for required opening / inserts for fixing lights fixtures & funning cable conduits where ever required .This item also includes conducting all test on materials & welded fabricated parts as per relevant code, specification & direction of Engineer - in - Charge. The scope also includes design & fabrication of any additional temporary structure including all type of lifting brackets, supporting brackets ,which will be required for transportation & erection in position / launching of fabricated part or complete element in position at all heights and levels. Temporary bolts & nuts to be used during assembling & shall be removed before site erection. Provision of stability during erection against wind load or any other type of loading on structural steel members during erection. All safety measures required to execute & complete the work shall be followed. B) Measurement and payment shall be made only for structural steel (of grade E-350) which is erected & is part of permanent structure & shall be paid as per approved shop drawings. Weight of Splice plates, insert plates at connections, stiffeners, cleats, brackets, packing pieces, diaphragm gussets (taking overall square dimension) fish plates (of grade E-350) High Strength bolts used at all connections and shear studs etc. shall be added to the payable weight. The cost of HS bolts (i/c nut and washer) at various connections and shear studs/connectors shall not be paid separately and are deemed to be included in the payable rate of this item. The weight of bolts (i/c nut and washer) and studs/connectors shall be calculated and included in payable weight .However weight of welding shall not be considered. Deduction towards weight of cutouts/holes of all sizes above 0.02 Sqm shall be made while arriving at the net quantity for payments. Primer & painting of structural member is inclusive in the rate. Deduction towards weight of cutouts/holes of all sizes above 0.02 Sqm shall be made while arriving at the net quantity for payments. All wastages, temporary works, Jigs, temporary assembly bolts etc. are deemed to be included in quoted rates. No allowance or increase in weight for welding, nuts & bolts etc will be applicable."" " | item no.291 | 45000 | kg | 111.44 |  |  | Excess(+) | 1 | Full Conversion | INR | [40 empty] | #VALUE! | #VALUE! | #VALUE! | [5 empty] | 3.91 | "Design,supply, engineering, fabricating , transporting, assembling at site, erection & fixing in position of factory finished custom designed Pre-engineered building structure (PEB in abbreviation herein after) made by using high strength Structural Steel of grade E 350 B&R confirming to latest IS 2062.The PEB structure shall be welded type and made as per the required profile & shape, thickness and size and connections at supports shall be of high strength bolted type ( bolt grade 8.8 or more) complete as shown on the design /General Arrangement drawings and directions of Engineer-in-charge. The welded builtup plate columns, girders, portal beams,base plates,stiffener plates and other elements of required profiles and shapes comprising the PEB structure shall be made using CNC cutting machine/or other appropriate method of cutting which avoids any changes in the physical and mechanical property of the steel plates and does not cause any secondary stresses due to the cutting out of the plates for making customized profiles. The scope of work includes: " """b) Procurement of all materials shall be done from approved manufactures. Also complete methodology for Pre-engineered building structural steel work and name of workshop for fabrication works, testing facilities, fixing & erection procedures etc. are to be intimated for approval of Engineer - in - Charge. c ) The item includes working at all heights and levels and making provision & arrangement for required opening / inserts for fixing lights fixtures & funning cable conduits where ever required .This item also includes conducting all test on materials & welded fabricated parts as per relevant code, specification & direction of Engineer - in - Charge. The scope also includes design & fabrication of any additional temporary structure including all type of lifting brackets, supporting brackets ,which will be required for transportation & erection in position / launching of fabricated part or complete element in position at all heights and levels. Temporary bolts & nuts to be used during assembling & shall be removed before site erection. Provision of stability during erection against wind load or any other type of loading on structural steel members during erection. All safety measures required to execute & complete the work shall be followed. B) Measurement and payment shall be made only for structural steel (of grade E-350) which is erected & is part of permanent structure & shall be paid as per approved shop drawings. Weight of Splice plates, insert plates at connections, stiffeners, cleats, brackets, packing pieces, diaphragm gussets (taking overall square dimension) fish plates (of grade E-350) High Strength bolts used at all connections and shear studs etc. shall be added to the payable weight. The cost of HS bolts (i/c nut and washer) at various connections and shear studs/connectors shall not be paid separately and are deemed to be included in the payable rate of this item. The weight of bolts (i/c nut and washer) and studs/connectors shall be calculated and included in payable weight .However weight of welding shall not be considered. Deduction towards weight of cutouts/holes of all sizes above 0.02 Sqm shall be made while arriving at the net quantity for payments. Primer & painting of structural member is inclusive in the rate. Deduction towards weight of cutouts/holes of all sizes above 0.02 Sqm shall be made while arriving at the net quantity for payments. All wastages, temporary works, Jigs, temporary assembly bolts etc. are deemed to be included in quoted rates. No allowance or increase in weight for welding, nuts & bolts etc will be applicable."" " | item no.291 | 45000 | kg
3.92 | Wiring for light point/ fan point/ exhaust fan point/ call bell point with 1.5 sq.mm FRLS PVC insulated copper conductor single core cable in surface / recessed steel conduit, with modular switch, modular plate, suitable Gl box and earthing the point with 1.5 sq.mm FRLS PVC insulated copper conductor single core cable etc. as required. | item no.292 | [57 empty] | 3.92 | Wiring for light point/ fan point/ exhaust fan point/ call bell point with 1.5 sq.mm FRLS PVC insulated copper conductor single core cable in surface / recessed steel conduit, with modular switch, modular plate, suitable Gl box and earthing the point with 1.5 sq.mm FRLS PVC insulated copper conductor single core cable etc. as required. | item no.292
3.93 | Group C | item no.293 | 310 | Point | 1617.71 |  |  | Excess(+) | 1 | Full Conversion | INR | [40 empty] | #VALUE! | #VALUE! | #VALUE! | [5 empty] | 3.93 | Group C | item no.293 | 310 | Point
3.94 | Wiring for group controlled (looped) light point/fan point/exhaust fan point/ call bell point (without independent switch etc.) with 1.5 sq. mm ERLS PVC insulated copper conductor single core cable in surface/ recessed steel conduit, and earthing the point with 1.5 sq. mm ERLS PVC insulated copper conductor single core cable etc. as required. | item no.294 | [57 empty] | 3.94 | Wiring for group controlled (looped) light point/fan point/exhaust fan point/ call bell point (without independent switch etc.) with 1.5 sq. mm ERLS PVC insulated copper conductor single core cable in surface/ recessed steel conduit, and earthing the point with 1.5 sq. mm ERLS PVC insulated copper conductor single core cable etc. as required. | item no.294
3.95 | Group C | item no.295 | 100 | Point | 959.23 |  |  | Excess(+) | 1 | Full Conversion | INR | [40 empty] | #VALUE! | #VALUE! | #VALUE! | [5 empty] | 3.95 | Group C | item no.295 | 100 | Point
3.96 | Wiring for circuit/ submain wiring alongwith earth wire with the following sizes of FRLS PVC insulated copper conductor, single core cable in surface/ recessed steel conduit as required. | item no.296 | [57 empty] | 3.96 | Wiring for circuit/ submain wiring alongwith earth wire with the following sizes of FRLS PVC insulated copper conductor, single core cable in surface/ recessed steel conduit as required. | item no.296
3.97 | 2 X 1.5 sq. mm +1X 1.5 sq. mm earth wire | item no.297 | 500 | Metre | 286.72 |  |  | Excess(+) | 1 | Full Conversion | INR | [40 empty] | #VALUE! | #VALUE! | #VALUE! | [5 empty] | 3.97 | 2 X 1.5 sq. mm +1X 1.5 sq. mm earth wire | item no.297 | 500 | Metre
3.98 | 2 X 2.5 sq. mm +1X 2.5 sq. mm earth wire | item no.298 | 600 | Metre | 323.54 |  |  | Excess(+) | 1 | Full Conversion | INR | [40 empty] | #VALUE! | #VALUE! | #VALUE! | [5 empty] | 3.98 | 2 X 2.5 sq. mm +1X 2.5 sq. mm earth wire | item no.298 | 600 | Metre
3.99 | 2 X 4 sq. mm +1X 4 sq. mm earth wire | item no.299 | 900 | Metre | 375.27 |  |  | Excess(+) | 1 | Full Conversion | INR | [40 empty] | #VALUE! | #VALUE! | #VALUE! | [5 empty] | 3.99 | 2 X 4 sq. mm +1X 4 sq. mm earth wire | item no.299 | 900 | Metre
4 | 2 X 6 sq. mm +1X 6 sq. mm earth wire | item no.300 | 400 | Metre | 516.44 |  |  | Excess(+) | 1 | Full Conversion | INR | [40 empty] | #VALUE! | #VALUE! | #VALUE! | [5 empty] | 4 | 2 X 6 sq. mm +1X 6 sq. mm earth wire | item no.300 | 400 | Metre
4.01 | 4 X 6 sq. mm + 2 X 6 sq. mm earth wire | item no.301 | 500 | Metre | 810.17 |  |  | Excess(+) | 1 | Full Conversion | INR | [40 empty] | #VALUE! | #VALUE! | #VALUE! | [5 empty] | 4.01 | 4 X 6 sq. mm + 2 X 6 sq. mm earth wire | item no.301 | 500 | Metre
4.02 | 4 X10 sq. mm + 2 X 6 sq. mm earth wire | item no.302 | 600 | Metre | 1022.36 |  |  | Excess(+) | 1 | Full Conversion | INR | [40 empty] | #VALUE! | #VALUE! | #VALUE! | [5 empty] | 4.02 | 4 X10 sq. mm + 2 X 6 sq. mm earth wire | item no.302 | 600 | Metre
4.03 | 4 X16 sq. mm + 2 X 6 sq. mm earth wire | item no.303 | 300 | Metre | 1442.35 |  |  | Excess(+) | 1 | Full Conversion | INR | [40 empty] | #VALUE! | #VALUE! | #VALUE! | [5 empty] | 4.03 | 4 X16 sq. mm + 2 X 6 sq. mm earth wire | item no.303 | 300 | Metre
4.04 | Supplying and fixing of following sizes of steel conduit along with accessories in surface/recess including painting in case of surface conduit, or cutting the wall and making good the same in case of recessed conduit as required. | item no.304 | [57 empty] | 4.04 | Supplying and fixing of following sizes of steel conduit along with accessories in surface/recess including painting in case of surface conduit, or cutting the wall and making good the same in case of recessed conduit as required. | item no.304
4.05 | 20 mm | item no.305 | 350 | Metre | 195.53 |  |  | Excess(+) | 1 | Full Conversion | INR | [40 empty] | #VALUE! | #VALUE! | #VALUE! | [5 empty] | 4.05 | 20 mm | item no.305 | 350 | Metre
4.06 | 25 mm | item no.306 | 500 | Metre | 224.46 |  |  | Excess(+) | 1 | Full Conversion | INR | [40 empty] | #VALUE! | #VALUE! | #VALUE! | [5 empty] | 4.06 | 25 mm | item no.306 | 500 | Metre
4.07 | 32 mm | item no.307 | 150 | Metre | 285.84 |  |  | Excess(+) | 1 | Full Conversion | INR | [40 empty] | #VALUE! | #VALUE! | #VALUE! | [5 empty] | 4.07 | 32 mm | item no.307 | 150 | Metre
4.08 | Supplying and drawing following pair 0.5 mm dia FRLS PVC insulated annealed copper conductor, unarmored telephone cable in the existing surface/ recessed steel/ PVC conduit as required. | item no.308 | [57 empty] | 4.08 | Supplying and drawing following pair 0.5 mm dia FRLS PVC insulated annealed copper conductor, unarmored telephone cable in the existing surface/ recessed steel/ PVC conduit as required. | item no.308
4.09 | 2 Pair | item no.309 | 500 | Metre | 33.32 |  |  | Excess(+) | 1 | Full Conversion | INR | [40 empty] | #VALUE! | #VALUE! | #VALUE! | [5 empty] | 4.09 | 2 Pair | item no.309 | 500 | Metre
4.1 | Supplying and fixing following size/ modules, Gl box alongwith modular base & cover plate for modular switches in recess etc. as required. | item no.310 | [57 empty] | 4.1 | Supplying and fixing following size/ modules, Gl box alongwith modular base & cover plate for modular switches in recess etc. as required. | item no.310
4.11 | 1 or 2 Module (75mmX75mm) | item no.311 | 30 | No. | 261.29 |  |  | Excess(+) | 1 | Full Conversion | INR | [40 empty] | #VALUE! | #VALUE! | #VALUE! | [5 empty] | 4.11 | 1 or 2 Module (75mmX75mm) | item no.311 | 30 | No.
4.12 | 3 Module (100mmX75mm) | item no.312 | 50 | No. | 286.72 |  |  | Excess(+) | 1 | Full Conversion | INR | [40 empty] | #VALUE! | #VALUE! | #VALUE! | [5 empty] | 4.12 | 3 Module (100mmX75mm) | item no.312 | 50 | No.
4.13 | 4 Module (125mmX75mm) | item no.313 | 10 | No. | 300.75 |  |  | Excess(+) | 1 | Full Conversion | INR | [40 empty] | #VALUE! | #VALUE! | #VALUE! | [5 empty] | 4.13 | 4 Module (125mmX75mm) | item no.313 | 10 | No.
4.14 | 6 Module (200mmX75mm) | item no.314 | 40 | No. | 352.48 |  |  | Excess(+) | 1 | Full Conversion | INR | [40 empty] | #VALUE! | #VALUE! | #VALUE! | [5 empty] | 4.14 | 6 Module (200mmX75mm) | item no.314 | 40 | No.
4.15 | 8 Module (125mmX125mm) | item no.315 | 10 | No. | 398.07 |  |  | Excess(+) | 1 | Full Conversion | INR | [40 empty] | #VALUE! | #VALUE! | #VALUE! | [5 empty] | 4.15 | 8 Module (125mmX125mm) | item no.315 | 10 | No.
4.16 | 12 Module (200mmX150mm) | item no.316 | 10 | No. | 479.61 |  |  | Excess(+) | 1 | Full Conversion | INR | [40 empty] | #VALUE! | #VALUE! | #VALUE! | [5 empty] | 4.16 | 12 Module (200mmX150mm) | item no.316 | 10 | No.
4.17 | Supplying and fixing of following sizes of medium class PVC conduit along with accessories in surface/recess including cutting the wall and making good the same in case of recessed conduit as required. | item no.317 | [57 empty] | 4.17 | Supplying and fixing of following sizes of medium class PVC conduit along with accessories in surface/recess including cutting the wall and making good the same in case of recessed conduit as required. | item no.317
4.18 | 25 mm | item no.318 | 500 | Metre | 127.14 |  |  | Excess(+) | 1 | Full Conversion | INR | [40 empty] | #VALUE! | #VALUE! | #VALUE! | [5 empty] | 4.18 | 25 mm | item no.318 | 500 | Metre
4.19 | Supplying and fixing suitable size Gl box with modular plate and cover in front on surface or in recess, including providing and fixing 3 pin 5/6 A modular socket outlet and 5/6 A modular switch, connections etc. as required. | item no.319 | 70 | No. | 418.24 |  |  | Excess(+) | 1 | Full Conversion | INR | [40 empty] | #VALUE! | #VALUE! | #VALUE! | [5 empty] | 4.19 | Supplying and fixing suitable size Gl box with modular plate and cover in front on surface or in recess, including providing and fixing 3 pin 5/6 A modular socket outlet and 5/6 A modular switch, connections etc. as required. | item no.319 | 70 | No.
4.2 | Supplying and fixing suitable size Gl box with modular plate and cover in front on surface or in recess, including providing and fixing 6 pin 5/6 & 15/16 A modular socket outlet and 15/16 A modular switch, connections etc. as required. | item no.320 | 50 | No. | 513.81 |  |  | Excess(+) | 1 | Full Conversion | INR | [40 empty] | #VALUE! | #VALUE! | #VALUE! | [5 empty] | 4.2 | Supplying and fixing suitable size Gl box with modular plate and cover in front on surface or in recess, including providing and fixing 6 pin 5/6 & 15/16 A modular socket outlet and 15/16 A modular switch, connections etc. as required. | item no.320 | 50 | No.
4.21 | Supplying and fixing following way, single pole and neutral, sheet steel, MCB distribution board, 240 V, on surface/ recess, complete with tinned copper bus bar, neutral bus bar, earth bar, din bar, interconnections, powder painted including earthing etc. as required. (But without MCB/RCCB/lsolator) | item no.321 | [57 empty] | 4.21 | Supplying and fixing following way, single pole and neutral, sheet steel, MCB distribution board, 240 V, on surface/ recess, complete with tinned copper bus bar, neutral bus bar, earth bar, din bar, interconnections, powder painted including earthing etc. as required. (But without MCB/RCCB/lsolator) | item no.321
4.22 | 12 way, Double door | item no.322 | 6 | No. | 2029.81 |  |  | Excess(+) | 1 | Full Conversion | INR | [40 empty] | #VALUE! | #VALUE! | #VALUE! | [5 empty] | 4.22 | 12 way, Double door | item no.322 | 6 | No.
4.23 | Supplying and fixing of following ways surface/ recess mounting, vertical type, 415 V, TPN MCB distribution board of sheet steel, dust protected, duly powder painted, inclusive of 200 A tinned copper bus bar, common neutral link, earth bar, din bar for mounting MCBs (but without MCBs and incomer) as required . (Note : Vertical type MCB TPDB is normally used where 3 phase outlets are required.) | item no.323 | [57 empty] | 4.23 | Supplying and fixing of following ways surface/ recess mounting, vertical type, 415 V, TPN MCB distribution board of sheet steel, dust protected, duly powder painted, inclusive of 200 A tinned copper bus bar, common neutral link, earth bar, din bar for mounting MCBs (but without MCBs and incomer) as required . (Note : Vertical type MCB TPDB is normally used where 3 phase outlets are required.) | item no.323
4.24 | 8 way (4 + 24), Double door | item no.324 | 4 | No. | 8912.76 |  |  | Excess(+) | 1 | Full Conversion | INR | [40 empty] | #VALUE! | #VALUE! | #VALUE! | [5 empty] | 4.24 | 8 way (4 + 24), Double door | item no.324 | 4 | No.
4.25 | 12 way (4 + 36), Double door | item no.325 | 5 | No. | 11252.08 |  |  | Excess(+) | 1 | Full Conversion | INR | [40 empty] | #VALUE! | #VALUE! | #VALUE! | [5 empty] | 4.25 | 12 way (4 + 36), Double door | item no.325 | 5 | No.
4.26 | Supplying and fixing following rating, 240/415 V, 10 kA, "C" curve, miniature circuit breaker suitable for inductive load of following poles in the existing MCB DB complete with connections, testing and commissioning etc. as required. | item no.326 | [57 empty] | 4.26 | Supplying and fixing following rating, 240/415 V, 10 kA, "C" curve, miniature circuit breaker suitable for inductive load of following poles in the existing MCB DB complete with connections, testing and commissioning etc. as required. | item no.326
4.27 | Single pole 5 A to 32 A | item no.327 | 100 | No. | 224.46 |  |  | Excess(+) | 1 | Full Conversion | INR | [40 empty] | #VALUE! | #VALUE! | #VALUE! | [5 empty] | 4.27 | Single pole 5 A to 32 A | item no.327 | 100 | No.
4.28 | Double pole 5 A to 32 A | item no.328 | 2 | No. | 575.19 |  |  | Excess(+) | 1 | Full Conversion | INR | [40 empty] | #VALUE! | #VALUE! | #VALUE! | [5 empty] | 4.28 | Double pole 5 A to 32 A | item no.328 | 2 | No.
4.29 | Single Pole (40A-63A) | item no.329 | 20 | Nos. | 719.86 |  |  | Excess(+) | 1 | Full Conversion | INR | [40 empty] | #VALUE! | #VALUE! | #VALUE! | [5 empty] | 4.29 | Single Pole (40A-63A) | item no.329 | 20 | Nos.
4.3 | Double Pole (40A-63A) | item no.330 | 6 | Nos. | 1573.87 |  |  | Excess(+) | 1 | Full Conversion | INR | [40 empty] | #VALUE! | #VALUE! | #VALUE! | [5 empty] | 4.3 | Double Pole (40A-63A) | item no.330 | 6 | Nos.
4.31 | Triple pole (40A-63A) | item no.331 | 10 | Nos. | 2427.01 |  |  | Excess(+) | 1 | Full Conversion | INR | [40 empty] | #VALUE! | #VALUE! | #VALUE! | [5 empty] | 4.31 | Triple pole (40A-63A) | item no.331 | 10 | Nos.
4.32 | Four Pole (40A-63A) | item no.332 | 15 | Nos. | 3037.26 |  |  | Excess(+) | 1 | Full Conversion | INR | [40 empty] | #VALUE! | #VALUE! | #VALUE! | [5 empty] | 4.32 | Four Pole (40A-63A) | item no.332 | 15 | Nos.
4.33 | Supplying and fixing single pole blanking plate in the existing MCB DB complete etc. as required. | item no.333 | 20 | No. | 11.4 |  |  | Excess(+) | 1 | Full Conversion | INR | [40 empty] | #VALUE! | #VALUE! | #VALUE! | [5 empty] | 4.33 | Supplying and fixing single pole blanking plate in the existing MCB DB complete etc. as required. | item no.333 | 20 | No.
4.34 | Supplying and fixing following modular switch/ socket on the existing modular plate & switch box including connections but excluding modular plate etc. as required. | item no.334 | [57 empty] | 4.34 | Supplying and fixing following modular switch/ socket on the existing modular plate & switch box including connections but excluding modular plate etc. as required. | item no.334
4.35 | 5/6 A switch | item no.335 | 310 | No. | 90.31 |  |  | Excess(+) | 1 | Full Conversion | INR | [40 empty] | #VALUE! | #VALUE! | #VALUE! | [5 empty] | 4.35 | 5/6 A switch | item no.335 | 310 | No.
4.36 | 15/16 A switch | item no.336 | 70 | No. | 136.78 |  |  | Excess(+) | 1 | Full Conversion | INR | [40 empty] | #VALUE! | #VALUE! | #VALUE! | [5 empty] | 4.36 | 15/16 A switch | item no.336 | 70 | No.
4.37 | 3 pin 5/6 A socket outlet | item no.337 | 70 | No. | 106.97 |  |  | Excess(+) | 1 | Full Conversion | INR | [40 empty] | #VALUE! | #VALUE! | #VALUE! | [5 empty] | 4.37 | 3 pin 5/6 A socket outlet | item no.337 | 70 | No.
4.38 | 6 pin 15/16 A socket outlet | item no.338 | 70 | No. | 172.73 |  |  | Excess(+) | 1 | Full Conversion | INR | [40 empty] | #VALUE! | #VALUE! | #VALUE! | [5 empty] | 4.38 | 6 pin 15/16 A socket outlet | item no.338 | 70 | No.
4.39 | Telephone socket outlet | item no.339 | 2 | No. | 129.77 |  |  | Excess(+) | 1 | Full Conversion | INR | [40 empty] | #VALUE! | #VALUE! | #VALUE! | [5 empty] | 4.39 | Telephone socket outlet | item no.339 | 2 | No.
4.4 | Blanking Plate | item no.340 | 40 | No. | 35.07 |  |  | Excess(+) | 1 | Full Conversion | INR | [40 empty] | #VALUE! | #VALUE! | #VALUE! | [5 empty] | 4.4 | Blanking Plate | item no.340 | 40 | No.
4.41 | Supplying and fixing 32 amps, 230 volts, 2P+E industrial type, socket outlet, with 3 pin metal enclosed plug top along with 32 amps ' C ' series double pole MCB, in the sheet steel enclosure, on surface or in recess, with chained metal cover for the socket as required complete. | item no.341 | 4 | Nos. | 4523.45 |  |  | Excess(+) | 1 | Full Conversion | INR | [40 empty] | #VALUE! | #VALUE! | #VALUE! | [5 empty] | 4.41 | Supplying and fixing 32 amps, 230 volts, 2P+E industrial type, socket outlet, with 3 pin metal enclosed plug top along with 32 amps ' C ' series double pole MCB, in the sheet steel enclosure, on surface or in recess, with chained metal cover for the socket as required complete. | item no.341 | 4 | Nos.
4.42 | Supply and fixing of following LED light fixture with efficiency >100 lumen/ watt, P.F. >0.95, THD<10%, Electronic driver, LED lamp, reflector, diffuser, MS body/housing holder etc. complete with all fixing accessories and lamp as required complete. | item no.342 | [57 empty] | 4.42 | Supply and fixing of following LED light fixture with efficiency >100 lumen/ watt, P.F. >0.95, THD<10%, Electronic driver, LED lamp, reflector, diffuser, MS body/housing holder etc. complete with all fixing accessories and lamp as required complete. | item no.342
4.43 | 18 watt surface mounting 300 x 300 mm LED light fixture | item no.343 | 30 | Nos. | 1052.17 |  |  | Excess(+) | 1 | Full Conversion | INR | [40 empty] | #VALUE! | #VALUE! | #VALUE! | [5 empty] | 4.43 | 18 watt surface mounting 300 x 300 mm LED light fixture | item no.343 | 30 | Nos.
4.44 | 36 watt surface mounting LED light fixture 600 x600 mm | item no.344 | 50 | Nos. | 3068.83 |  |  | Excess(+) | 1 | Full Conversion | INR | [40 empty] | #VALUE! | #VALUE! | #VALUE! | [5 empty] | 4.44 | 36 watt surface mounting LED light fixture 600 x600 mm | item no.344 | 50 | Nos.
4.45 | 18 watt ceiling mounting 300 x 300 mm LED light fixture | item no.345 | 70 | Nos. | 1052.17 |  |  | Excess(+) | 1 | Full Conversion | INR | [40 empty] | #VALUE! | #VALUE! | #VALUE! | [5 empty] | 4.45 | 18 watt ceiling mounting 300 x 300 mm LED light fixture | item no.345 | 70 | Nos.
4.46 | 36 watt ceiling mounting LED light fixture 600 x600 mm | item no.346 | 40 | Nos. | 3068.83 |  |  | Excess(+) | 1 | Full Conversion | INR | [40 empty] | #VALUE! | #VALUE! | #VALUE! | [5 empty] | 4.46 | 36 watt ceiling mounting LED light fixture 600 x600 mm | item no.346 | 40 | Nos.
4.47 | 10 watt LED mirror top light | item no.347 | 4 | Nos. | 569.93 |  |  | Excess(+) | 1 | Full Conversion | INR | [40 empty] | #VALUE! | #VALUE! | #VALUE! | [5 empty] | 4.47 | 10 watt LED mirror top light | item no.347 | 4 | Nos.
4.48 | Supplying and fixing, following LED street light luminaries with pressure die cast aluminium IP65 housing, driver etc. complete with all accessories as required. | item no.348 | [57 empty] | 4.48 | Supplying and fixing, following LED street light luminaries with pressure die cast aluminium IP65 housing, driver etc. complete with all accessories as required. | item no.348
4.49 | 25 Watt LED street light luminaries | item no.349 | 5 | Nos. | 2756.69 |  |  | Excess(+) | 1 | Full Conversion | INR | [40 empty] | #VALUE! | #VALUE! | #VALUE! | [5 empty] | 4.49 | 25 Watt LED street light luminaries | item no.349 | 5 | Nos.
4.5 | Supply Installation, testing and commissioning of following ceiling fan, including wiring the down rods of standard length (up to 30 cm) with 1.5 sq. mm FR PVC insulated, copper conductor, single core cable etc. as required. | item no.350 | [57 empty] | 4.5 | Supply Installation, testing and commissioning of following ceiling fan, including wiring the down rods of standard length (up to 30 cm) with 1.5 sq. mm FR PVC insulated, copper conductor, single core cable etc. as required. | item no.350
4.51 | 1200mm sweep. | item no.351 | 50 | Nos. | 2825.08 |  |  | Excess(+) | 1 | Full Conversion | INR | [40 empty] | #VALUE! | #VALUE! | #VALUE! | [5 empty] | 4.51 | 1200mm sweep. | item no.351 | 50 | Nos.
4.52 | Supplying and fixing connecting and commissioning of AC 230/250 volts, 50 HZ, 250 mm sweep fresh air fan including providing nuts, bolts, mounting frame and other accessories etc. complete | item no.352 | 8 | Nos. | 1915.83 |  |  | Excess(+) | 1 | Full Conversion | INR | [40 empty] | #VALUE! | #VALUE! | #VALUE! | [5 empty] | 4.52 | Supplying and fixing connecting and commissioning of AC 230/250 volts, 50 HZ, 250 mm sweep fresh air fan including providing nuts, bolts, mounting frame and other accessories etc. complete | item no.352 | 8 | Nos.
4.53 | Numbering of ceiling fan/ exhaust fan/ fluorescent fittings as required. | item no.353 | 300 | No. | 49.98 |  |  | Excess(+) | 1 | Full Conversion | INR | [40 empty] | #VALUE! | #VALUE! | #VALUE! | [5 empty] | 4.53 | Numbering of ceiling fan/ exhaust fan/ fluorescent fittings as required. | item no.353 | 300 | No.
4.54 | Earthing with G.l. earth plate 600 mm X 600 mm X 6 mm thick including accessories, and providing masonry enclosure with cover plate having locking arrangement and watering pipe of 2.7 metre long etc. (but without charcoal/ coke and salt ) as required. | item no.354 | 5 | Set | 5485.31 |  |  | Excess(+) | 1 | Full Conversion | INR | [40 empty] | #VALUE! | #VALUE! | #VALUE! | [5 empty] | 4.54 | Earthing with G.l. earth plate 600 mm X 600 mm X 6 mm thick including accessories, and providing masonry enclosure with cover plate having locking arrangement and watering pipe of 2.7 metre long etc. (but without charcoal/ coke and salt ) as required. | item no.354 | 5 | Set
4.55 | Providing and fixing 25 mm X 5 mm G.l. strip in 40 mm dia G.l. pipe from earth electrode including connection with G.l. nut, bolt, spring, washer excavation and re-filling etc. as required. | item no.355 | 50 | Metre | 619.03 |  |  | Excess(+) | 1 | Full Conversion | INR | [40 empty] | #VALUE! | #VALUE! | #VALUE! | [5 empty] | 4.55 | Providing and fixing 25 mm X 5 mm G.l. strip in 40 mm dia G.l. pipe from earth electrode including connection with G.l. nut, bolt, spring, washer excavation and re-filling etc. as required. | item no.355 | 50 | Metre
4.56 | Providing and fixing 25 mm X 5 mm G.l. strip on surface or in recess for connections etc. as required. | item no.356 | 300 | Metre | 213.94 |  |  | Excess(+) | 1 | Full Conversion | INR | [40 empty] | #VALUE! | #VALUE! | #VALUE! | [5 empty] | 4.56 | Providing and fixing 25 mm X 5 mm G.l. strip on surface or in recess for connections etc. as required. | item no.356 | 300 | Metre
4.57 | Supplying and laying 6 SWG G.l. wire at 0.50 metre below ground level for conductor earth electrode, including connection/ termination with Gl thimble etc. as required. | item no.357 | 20 | Metre | 44.72 |  |  | Excess(+) | 1 | Full Conversion | INR | [40 empty] | #VALUE! | #VALUE! | #VALUE! | [5 empty] | 4.57 | Supplying and laying 6 SWG G.l. wire at 0.50 metre below ground level for conductor earth electrode, including connection/ termination with Gl thimble etc. as required. | item no.357 | 20 | Metre
4.58 | Providing and laying G.l. tape 32 mm X 6 mm from earth electrode directly in ground as required. | item no.358 | 30 | Metre | 170.98 |  |  | Excess(+) | 1 | Full Conversion | INR | [40 empty] | #VALUE! | #VALUE! | #VALUE! | [5 empty] | 4.58 | Providing and laying G.l. tape 32 mm X 6 mm from earth electrode directly in ground as required. | item no.358 | 30 | Metre
4.59 | Supplying, installation, testing & commissioning fire alarm sounder with facility to make announcement, mounted in M.S. box (16 SWG) with hinged cover plate & suitable for operation with amplifier i/c line matching transformer etc. complete as required. | item no.359 | 6 | No. | 488.38 |  |  | Excess(+) | 1 | Full Conversion | INR | [40 empty] | #VALUE! | #VALUE! | #VALUE! | [5 empty] | 4.59 | Supplying, installation, testing & commissioning fire alarm sounder with facility to make announcement, mounted in M.S. box (16 SWG) with hinged cover plate & suitable for operation with amplifier i/c line matching transformer etc. complete as required. | item no.359 | 6 | No.
4.6 | Supplying & fixing Connecting , testing & commissioning, of cubical type LT panel suitable for 440V, 3 Phase, 4 wire 50 Hz AC supply system fabricated in compartmentalized ( preferable) design from CRCA sheet steel of 2 mm thick for frame work and covers. 3 mm thick gland plate i/c cleaning & finishing complete with process for powder coating in approved shade, having suitable capacity extensible type FP Aluminium alloy Bus bars of high conductivity. DMC.SMC bus bar supports. bottom base channel of MS section not less than 100mm x 50m X 5mm thick, fabrication shall be done in transportable sections, entire panel shall have a common earth bar of suitable size at the rear with 2 Nos earth solid connections from main bus bar to switch gears with required 1.5 sq.mm. zero halogen fire retardant low smoke insulated copper conductor S/c cable, cable alleys, cable gland plate in two half. | item no.360 | [57 empty] | 4.6 | Supplying & fixing Connecting , testing & commissioning, of cubical type LT panel suitable for 440V, 3 Phase, 4 wire 50 Hz AC supply system fabricated in compartmentalized ( preferable) design from CRCA sheet steel of 2 mm thick for frame work and covers. 3 mm thick gland plate i/c cleaning & finishing complete with process for powder coating in approved shade, having suitable capacity extensible type FP Aluminium alloy Bus bars of high conductivity. DMC.SMC bus bar supports. bottom base channel of MS section not less than 100mm x 50m X 5mm thick, fabrication shall be done in transportable sections, entire panel shall have a common earth bar of suitable size at the rear with 2 Nos earth solid connections from main bus bar to switch gears with required 1.5 sq.mm. zero halogen fire retardant low smoke insulated copper conductor S/c cable, cable alleys, cable gland plate in two half. | item no.360
4.61 | Incomer | item no.361 | [57 empty] | 4.61 | Incomer | item no.361
4.62 | 400 Amp 35 kA FP MCCB | item no.362 | [57 empty] | 4.62 | 400 Amp 35 kA FP MCCB | item no.362
4.63 | Out goings | item no.363 | [57 empty] | 4.63 | Out goings | item no.363
4.64 | A- 100 A TPN, 35 kA-, MCCB - 5 Nos. . B-160 A, TPN, 35 kA MCCB -1Nos., C- 63 A 4 pole MCB - 3 no., D- 32 A 4 pole MCB - 2 nos. Note: Incomer should have RYB, ON-OFF indication multifunction meter with A,V, PF, Kw, Kvah, kwah function and microprocessor based release for LSIG protection, rotary handle. All out goings should have ON-OFF indication adjustable thermal magnetic release for LSI protection., rotary handle etc. | item no.364 | 1 | Nos. | 445013.59 |  |  | Excess(+) | 1 | Full Conversion | INR | [40 empty] | #VALUE! | #VALUE! | #VALUE! | [5 empty] | 4.64 | A- 100 A TPN, 35 kA-, MCCB - 5 Nos. . B-160 A, TPN, 35 kA MCCB -1Nos., C- 63 A 4 pole MCB - 3 no., D- 32 A 4 pole MCB - 2 nos. Note: Incomer should have RYB, ON-OFF indication multifunction meter with A,V, PF, Kw, Kvah, kwah function and microprocessor based release for LSIG protection, rotary handle. All out goings should have ON-OFF indication adjustable thermal magnetic release for LSI protection., rotary handle etc. | item no.364 | 1 | Nos.
4.65 | Supplying and laying of one no. 3.5 x 95.0 sqmm PVC insulated, XLPE steel armoured aluminium conductor power cable of grade 1.1 kV as required complete in following manners. | item no.365 | [57 empty] | 4.65 | Supplying and laying of one no. 3.5 x 95.0 sqmm PVC insulated, XLPE steel armoured aluminium conductor power cable of grade 1.1 kV as required complete in following manners. | item no.365
4.66 | in ground I/c excavation, sand cushioning, protective covering and refixing the trench etc as reqd | item no.366 | 100 | Meter | 934.68 |  |  | Excess(+) | 1 | Full Conversion | INR | [40 empty] | #VALUE! | #VALUE! | #VALUE! | [5 empty] | 4.66 | in ground I/c excavation, sand cushioning, protective covering and refixing the trench etc as reqd | item no.366 | 100 | Meter
4.67 | one number additional in the same trench including excavation, sand cushioning, protective covering and refilling the trench | item no.367 | 100 | Meter | 824.2 |  |  | Excess(+) | 1 | Full Conversion | INR | [40 empty] | #VALUE! | #VALUE! | #VALUE! | [5 empty] | 4.67 | one number additional in the same trench including excavation, sand cushioning, protective covering and refilling the trench | item no.367 | 100 | Meter
4.68 | In Pipe | item no.368 | 50 | Meter | 612.89 |  |  | Excess(+) | 1 | Full Conversion | INR | [40 empty] | #VALUE! | #VALUE! | #VALUE! | [5 empty] | 4.68 | In Pipe | item no.368 | 50 | Meter
4.69 | in open duct | item no.369 | 20 | Meter | 601.49 |  |  | Excess(+) | 1 | Full Conversion | INR | [40 empty] | #VALUE! | #VALUE! | #VALUE! | [5 empty] | 4.69 | in open duct | item no.369 | 20 | Meter
4.7 | On Surface | item no.370 | 10 | Meter | 677.77 |  |  | Excess(+) | 1 | Full Conversion | INR | [40 empty] | #VALUE! | #VALUE! | #VALUE! | [5 empty] | 4.7 | On Surface | item no.370 | 10 | Meter
4.71 | Supplying and making end termination with brass compression gland and aluminium lugs for following size of PVC insulated and PVC sheathed / XLPE aluminium conductor cable of 1.1 KV grade as required. | item no.371 | [57 empty] | 4.71 | Supplying and making end termination with brass compression gland and aluminium lugs for following size of PVC insulated and PVC sheathed / XLPE aluminium conductor cable of 1.1 KV grade as required. | item no.371
4.72 | 3½ X 95 sq. mm (45mm) | item no.372 | 4 | No. | 515.56 |  |  | Excess(+) | 1 | Full Conversion | INR | [40 empty] | #VALUE! | #VALUE! | #VALUE! | [5 empty] | 4.72 | 3½ X 95 sq. mm (45mm) | item no.372 | 4 | No.
4.73 | Supply & Laying of 40 mm dia, 8Kg / cm², minimum 2.0 mm thick HDPE pipe, ISI mark in following manners as required complete. | item no.373 | [57 empty] | 4.73 | Supply & Laying of 40 mm dia, 8Kg / cm², minimum 2.0 mm thick HDPE pipe, ISI mark in following manners as required complete. | item no.373
4.74 | in ground I/c excavation, sand cushioning, protective covering and refixing the trench etc as reqd | item no.374 | 200 | Meter | 521.7 |  |  | Excess(+) | 1 | Full Conversion | INR | [40 empty] | #VALUE! | #VALUE! | #VALUE! | [5 empty] | 4.74 | in ground I/c excavation, sand cushioning, protective covering and refixing the trench etc as reqd | item no.374 | 200 | Meter
4.75 | In Pipe | item no.375 | 15 | Meter | 199.91 |  |  | Excess(+) | 1 | Full Conversion | INR | [40 empty] | #VALUE! | #VALUE! | #VALUE! | [5 empty] | 4.75 | In Pipe | item no.375 | 15 | Meter
4.76 | On Surface | item no.376 | 5 | Meter | 264.8 |  |  | Excess(+) | 1 | Full Conversion | INR | [40 empty] | #VALUE! | #VALUE! | #VALUE! | [5 empty] | 4.76 | On Surface | item no.376 | 5 | Meter
4.77 | in open duct | item no.377 | 6 | Meter | 188.51 |  |  | Excess(+) | 1 | Full Conversion | INR | [40 empty] | #VALUE! | #VALUE! | #VALUE! | [5 empty] | 4.77 | in open duct | item no.377 | 6 | Meter
4.78 | Providing, laying and fixing following dia G.l. pipe (medium class) in ground complete with G.l. fittings including trenching (75 cm deep)and re-filling etc as required | item no.378 | [57 empty] | 4.78 | Providing, laying and fixing following dia G.l. pipe (medium class) in ground complete with G.l. fittings including trenching (75 cm deep)and re-filling etc as required | item no.378
4.79 | 80 mm dia | item no.379 | 50 | Metre | 805.87 |  |  | Excess(+) | 1 | Full Conversion | INR | [40 empty] | #VALUE! | #VALUE! | #VALUE! | [5 empty] | 4.79 | 80 mm dia | item no.379 | 50 | Metre
Total in Figures | [51 empty] | #VALUE! | #VALUE! | #VALUE! | [5 empty] | Total in Figures |  | 29911889
Quoted Rate in Figures |  |  |  | Select | [47 empty] | 0 | 0 | #VALUE! | [5 empty] | Quoted Rate in Figures |  | Excess (+)
Quoted Rate in Words |  | #VALUE! | [57 empty] | Quoted Rate in Words |  | INR Zero Only
Validate
Print
Help

## Macros
Please Enable Macros to View BoQ information