## BoQ1 (hidden)
Percentage BoQ
BoQ_Ver3.1 | Percentage | Normal | INR Only | INR
Select, At Par, Excess (+), Less (-) |  | IOCL
Tender Inviting Authority: DOIP, IIT, Kanpur
Name of Work: Annual contract for minor works for Residential Areas and elsewhere, MWCC1 (SH: Civil and Electrical)
NIT No: Composite/03/10/2023-1
Name of the Bidder/ Bidding Firm / Company :
PRICE SCHEDULE (This BOQ template must not be modified/replaced by the bidder and the same should be uploaded after filling the relevant columns, else the bidder is liable to be rejected for this tender. Bidders are allowed to enter the Bidder Name and Values only )
NUMBER # | TEXT # | TEXT # | NUMBER # | TEXT # | NUMBER | NUMBER | TEXT | TEXT # | NUMBER # | TEXT# | TEXT # | NUMBER # | NUMBER | NUMBER | NUMBER | NUMBER | TEXT | TEXT | NUMBER | NUMBER | NUMBER | NUMBER | TEXT | TEXT | NUMBER | NUMBER | NUMBER | NUMBER | TEXT | TEXT | NUMBER | NUMBER | NUMBER | NUMBER | TEXT | TEXT | NUMBER | NUMBER | NUMBER | NUMBER | TEXT | TEXT | NUMBER | NUMBER | NUMBER # | NUMBER # | TEXT | TEXT | NUMBER # | NUMBER # | DATE | NUMBER # | NUMBER # | TEXT #
Sl. No. | Item Description | Item Code / Make | Quantity | Units | Estimated Rate in Rs. P |  |  | Addition / Deduction | Addition / Deduction Values | Currency Convertion against each Item | Quoted Currency in INR / Other Currency | BASIC RATE In Figures To be entered by the Bidder Rs. P | Excise Duty | VAT | Freight Charges ( Unloading & Stacking) | Any Other Taxes/Duties/Levies |  |  | Other Taxes 2 | IIIrd Party i.e DGS&D / RITES etc Inspection Charges @0.34%+Service Tax | Less for Cenvat Credit,if any respect of Supplies Under full Excise Duty Category | [30 empty] | TOTAL AMOUNT in Rs. P | TOTAL AMOUNT With Taxes | TOTAL AMOUNT In Words
1 | 2 | 3 | 4 | 5 | 6 | 7 | 8 | 9 | 10 | 11 | 12 | 13 | 14 | 15 | 16 | 17 | 18 | 19 | 20 | 21 | 22 | 23 | 24 | 25 | 26 | 27 | 28 | 29 | 30 | 31 | 32 | 33 | 34 | 35 | 36 | 37 | 38 | 39 | 40 | 41 | 42 | 43 | 44 | 45 | 46 | 47 | 48 | 49 | 50 | 51 | 52 | 7 | 54 | 8
1 | Component | item no.1 | [52 empty] | 1 | Component | item no.1
1.01 | Carriage of Materials | item no.2 | [52 empty] | 1.01 | Carriage of Materials | item no.2
1.02 | By Mechanical Transport including loading,unloading and stacking | item no.3 | [52 empty] | 1.02 | By Mechanical Transport including loading,unloading and stacking | item no.3
1.03 | Lime, moorum, building rubbish Lead - 2 km | item no.4 | 25 | cum | 143.08 |  |  | Excess(+) | 1 | Full Conversion | INR | [40 empty] | #VALUE! | #VALUE! | #VALUE! | 1.03 | Lime, moorum, building rubbish Lead - 2 km | item no.4 | 25 | cum
1.04 | Earth Lead - 2 km | item no.5 | 5 | cum | 178.85 |  |  | Excess(+) | 1 | Full Conversion | INR | [40 empty] | #VALUE! | #VALUE! | #VALUE! | 1.04 | Earth Lead - 2 km | item no.5 | 5 | cum
1.05 | EARTH WORK | item no.6 | [52 empty] | 1.05 | EARTH WORK | item no.6
1.06 | Earth work in surface excavation not exceeding 30 cm in depth but exceeding 1.5 m in width as well as 10 sqm on plan including getting out and disposal of excavated earth upto 50 m and lift upto 1.5 m, as directed by Engineer-in- Charge: | item no.7 | [52 empty] | 1.06 | Earth work in surface excavation not exceeding 30 cm in depth but exceeding 1.5 m in width as well as 10 sqm on plan including getting out and disposal of excavated earth upto 50 m and lift upto 1.5 m, as directed by Engineer-in- Charge: | item no.7
1.07 | All kinds of soil | item no.8 | 60 | sqm | 93.82 |  |  | Excess(+) | 1 | Full Conversion | INR | [40 empty] | #VALUE! | #VALUE! | #VALUE! | 1.07 | All kinds of soil | item no.8 | 60 | sqm
1.08 | Earth work in excavation by mechanical means (Hydraulic excavator) / manual means in foundation trenches or drains (not exceeding 1.5 m in width or 10 sqm on plan), including dressing of sides and ramming of bottoms, lift upto 1.5 m, including getting out the excavated soil and disposal of surplus excavated soil as directed, within a lead of 50 m. | item no.9 | [52 empty] | 1.08 | Earth work in excavation by mechanical means (Hydraulic excavator) / manual means in foundation trenches or drains (not exceeding 1.5 m in width or 10 sqm on plan), including dressing of sides and ramming of bottoms, lift upto 1.5 m, including getting out the excavated soil and disposal of surplus excavated soil as directed, within a lead of 50 m. | item no.9
1.09 | All kinds of soil. | item no.10 | 15 | cum | 251.51 |  |  | Excess(+) | 1 | Full Conversion | INR | [40 empty] | #VALUE! | #VALUE! | #VALUE! | 1.09 | All kinds of soil. | item no.10 | 15 | cum
1.1 | Excavating trenches of required width for pipes, cables, etc including excavation for sockets, and dressing of sides, ramming of bottoms, depth upto 1.5 m, including getting out the excavated soil, and then returning the soil as required, in layers not exceeding 20 cm in depth, including consolidating each deposited layer by ramming, watering, etc. and disposing of surplus excavated soil as directed, within a lead of 50 m : | item no.11 | [52 empty] | 1.1 | Excavating trenches of required width for pipes, cables, etc including excavation for sockets, and dressing of sides, ramming of bottoms, depth upto 1.5 m, including getting out the excavated soil, and then returning the soil as required, in layers not exceeding 20 cm in depth, including consolidating each deposited layer by ramming, watering, etc. and disposing of surplus excavated soil as directed, within a lead of 50 m : | item no.11
1.11 | All kinds of soil | item no.12 | [52 empty] | 1.11 | All kinds of soil | item no.12
1.12 | Pipes, cables etc, not exceeding 80 mm dia. | item no.13 | 1.5 | metre | 224.07 |  |  | Excess(+) | 1 | Full Conversion | INR | [40 empty] | #VALUE! | #VALUE! | #VALUE! | 1.12 | Pipes, cables etc, not exceeding 80 mm dia. | item no.13 | 1.5 | metre
1.13 | Pipes, cables etc. exceeding 80 mm dia. but not exceeding 300 mm dia | item no.14 | 21.44 | metre | 365.94 |  |  | Excess(+) | 1 | Full Conversion | INR | [40 empty] | #VALUE! | #VALUE! | #VALUE! | 1.13 | Pipes, cables etc. exceeding 80 mm dia. but not exceeding 300 mm dia | item no.14 | 21.44 | metre
1.14 | Pipes, cables etc. exceeding 300 mm dia but not exceeding 600 mm | item no.15 | 10.5 | metre | 571.28 |  |  | Excess(+) | 1 | Full Conversion | INR | [40 empty] | #VALUE! | #VALUE! | #VALUE! | 1.14 | Pipes, cables etc. exceeding 300 mm dia but not exceeding 600 mm | item no.15 | 10.5 | metre
1.15 | Filling available excavated earth (excluding rock) in trenches, plinth, sides of foundations etc. in layers not exceeding 20cm in depth, consolidating each deposited layer by ramming and watering, lead up to 50 m and lift upto 1.5 m. | item no.16 | 8 | cum | 222.67 |  |  | Excess(+) | 1 | Full Conversion | INR | [40 empty] | #VALUE! | #VALUE! | #VALUE! | 1.15 | Filling available excavated earth (excluding rock) in trenches, plinth, sides of foundations etc. in layers not exceeding 20cm in depth, consolidating each deposited layer by ramming and watering, lead up to 50 m and lift upto 1.5 m. | item no.16 | 8 | cum
1.16 | Supplying and filling in plinth with sand under floors, including watering, ramming, consolidating and dressing complete. | item no.17 | 5 | cum | 1894.96 |  |  | Excess(+) | 1 | Full Conversion | INR | [40 empty] | #VALUE! | #VALUE! | #VALUE! | 1.16 | Supplying and filling in plinth with sand under floors, including watering, ramming, consolidating and dressing complete. | item no.17 | 5 | cum
1.17 | Surface dressing of the ground including removing vegetation and in- equalities not exceeding 15 cm deep and disposal of rubbish, lead up to 50 m and lift up to 1.5 m. | item no.18 | [52 empty] | 1.17 | Surface dressing of the ground including removing vegetation and in- equalities not exceeding 15 cm deep and disposal of rubbish, lead up to 50 m and lift up to 1.5 m. | item no.18
1.18 | All kinds of soil | item no.19 | 50 | sqm | 24.68 |  |  | Excess(+) | 1 | Full Conversion | INR | [40 empty] | #VALUE! | #VALUE! | #VALUE! | 1.18 | All kinds of soil | item no.19 | 50 | sqm
1.19 | Excavating holes more than 0.10 cum & upto 0.5 cum including getting out the excavated soil, then returning the soil as required in layers not exceeding 20cm in depth, including consolidating each deposited layer by ramming, watering etc, disposing of surplus excavated soil, as directed within a lead of 50 m and lift upto 1.5 m. | item no.20 | [52 empty] | 1.19 | Excavating holes more than 0.10 cum & upto 0.5 cum including getting out the excavated soil, then returning the soil as required in layers not exceeding 20cm in depth, including consolidating each deposited layer by ramming, watering etc, disposing of surplus excavated soil, as directed within a lead of 50 m and lift upto 1.5 m. | item no.20
1.2 | All kinds of soil | item no.21 | 45 | each | 78.83 |  |  | Excess(+) | 1 | Full Conversion | INR | [40 empty] | #VALUE! | #VALUE! | #VALUE! | 1.2 | All kinds of soil | item no.21 | 45 | each
1.21 | Clearing jungle including uprooting of rank vegetation, grass, brush wood, trees and saplings of girth up to 30 cm measured at a height of 1 m above ground level and removal of rubbish up to a distance of 50 m outside the periphery of the area cleared. | item no.22 | 50 | sqm | 12.71 |  |  | Excess(+) | 1 | Full Conversion | INR | [40 empty] | #VALUE! | #VALUE! | #VALUE! | 1.21 | Clearing jungle including uprooting of rank vegetation, grass, brush wood, trees and saplings of girth up to 30 cm measured at a height of 1 m above ground level and removal of rubbish up to a distance of 50 m outside the periphery of the area cleared. | item no.22 | 50 | sqm
1.22 | Clearing grass and removal of the rubbish up to a distance of 50 m outside the periphery of the area cleared. | item no.23 | 50 | sqm | 6.49 |  |  | Excess(+) | 1 | Full Conversion | INR | [40 empty] | #VALUE! | #VALUE! | #VALUE! | 1.22 | Clearing grass and removal of the rubbish up to a distance of 50 m outside the periphery of the area cleared. | item no.23 | 50 | sqm
1.23 | Excavation for foundation in soft soil including dressing of sides and ramming of bottoms, lift upto 1.5 m including getting out the excavated soil and disposal of surplus excavated soil as directed, within a lead of 50 metres. | item no.24 | 10 | Cum | 289.35 |  |  | Excess(+) | 1 | Full Conversion | INR | [40 empty] | #VALUE! | #VALUE! | #VALUE! | 1.23 | Excavation for foundation in soft soil including dressing of sides and ramming of bottoms, lift upto 1.5 m including getting out the excavated soil and disposal of surplus excavated soil as directed, within a lead of 50 metres. | item no.24 | 10 | Cum
1.24 | CEMENT CONCRETE (CAST IN SITU) | item no.25 | [52 empty] | 1.24 | CEMENT CONCRETE (CAST IN SITU) | item no.25
1.25 | Providing and laying in position cement concrete of specified grade excluding the cost of centering and shuttering - All work up to plinth level : | item no.26 | [52 empty] | 1.25 | Providing and laying in position cement concrete of specified grade excluding the cost of centering and shuttering - All work up to plinth level : | item no.26
1.26 | 1:2:4 (1 cement : 2 coarse sand (zone-III) derived from natural sources : 4 graded stone aggregate 20 mm nominal size derived from natural sources) | item no.27 | 2 | cum | 6457.83 |  |  | Excess(+) | 1 | Full Conversion | INR | [40 empty] | #VALUE! | #VALUE! | #VALUE! | 1.26 | 1:2:4 (1 cement : 2 coarse sand (zone-III) derived from natural sources : 4 graded stone aggregate 20 mm nominal size derived from natural sources) | item no.27 | 2 | cum
1.27 | 1:4:8 (1 Cement : 4 coarse sand (zone-III) derived from natural sources : 8 graded stone aggregate 40 mm nominal size derived from natural sources) | item no.28 | 0.2 | cum | 5546.73 |  |  | Excess(+) | 1 | Full Conversion | INR | [40 empty] | #VALUE! | #VALUE! | #VALUE! | 1.27 | 1:4:8 (1 Cement : 4 coarse sand (zone-III) derived from natural sources : 8 graded stone aggregate 40 mm nominal size derived from natural sources) | item no.28 | 0.2 | cum
1.28 | Centering and shuttering including strutting, propping etc. and removal of form work for : | item no.29 | [52 empty] | 1.28 | Centering and shuttering including strutting, propping etc. and removal of form work for : | item no.29
1.29 | Foundations, footings, bases for columns | item no.30 | 5 | sqm | 270.01 |  |  | Excess(+) | 1 | Full Conversion | INR | [40 empty] | #VALUE! | #VALUE! | #VALUE! | 1.29 | Foundations, footings, bases for columns | item no.30 | 5 | sqm
1.3 | Providing and laying damp-proof course 40mm thick with cement concrete 1:2:4 (1 cement : 2 coarse sand (zone-III) derived from natural sources : 4 graded stone aggregate 12.5mm nominal size derived from natural sources) | item no.31 | 10 | sqm | 325.16 |  |  | Excess(+) | 1 | Full Conversion | INR | [40 empty] | #VALUE! | #VALUE! | #VALUE! | 1.3 | Providing and laying damp-proof course 40mm thick with cement concrete 1:2:4 (1 cement : 2 coarse sand (zone-III) derived from natural sources : 4 graded stone aggregate 12.5mm nominal size derived from natural sources) | item no.31 | 10 | sqm
1.31 | Extra for providing and mixing water proofing material in cement concrete work in doses by weight of cement as per manufacturer's specification. | item no.32 | 5 | per bag of cement of 50 kg | 50.11 |  |  | Excess(+) | 1 | Full Conversion | INR | [40 empty] | #VALUE! | #VALUE! | #VALUE! | 1.31 | Extra for providing and mixing water proofing material in cement concrete work in doses by weight of cement as per manufacturer's specification. | item no.32 | 5 | per bag of cement of 50 kg
1.32 | Providing & applying a coat of residual petroleum bitumen of grade of VG-10 of approved quality using 1.7kg per square metre on damp proof course after cleaning the surface with brushes and finally with apiece of cloth lightly soaked in kerosene oil. | item no.33 | 10 | sqm | 99.82 |  |  | Excess(+) | 1 | Full Conversion | INR | [40 empty] | #VALUE! | #VALUE! | #VALUE! | 1.32 | Providing & applying a coat of residual petroleum bitumen of grade of VG-10 of approved quality using 1.7kg per square metre on damp proof course after cleaning the surface with brushes and finally with apiece of cloth lightly soaked in kerosene oil. | item no.33 | 10 | sqm
1.33 | Making plinth protection 50mm thick of cement concrete 1:3:6 (1 cement : 3 coarse sand (zone-III) derived from natural sources : 6 graded stone aggregate 20 mm nominal size derived from natural sources) over 75mm thick bed of dry brick ballast 40 mm nominal size, well rammed and consolidated and grouted with fine sand, including necessary excavation, levelling & dressing & finishing the top smooth. | item no.34 | 150 | sqm | 597.68 |  |  | Excess(+) | 1 | Full Conversion | INR | [40 empty] | #VALUE! | #VALUE! | #VALUE! | 1.33 | Making plinth protection 50mm thick of cement concrete 1:3:6 (1 cement : 3 coarse sand (zone-III) derived from natural sources : 6 graded stone aggregate 20 mm nominal size derived from natural sources) over 75mm thick bed of dry brick ballast 40 mm nominal size, well rammed and consolidated and grouted with fine sand, including necessary excavation, levelling & dressing & finishing the top smooth. | item no.34 | 150 | sqm
1.34 | REINFORCED CEMENT CONCRETE | item no.35 | [52 empty] | 1.34 | REINFORCED CEMENT CONCRETE | item no.35
1.35 | Providing and laying in position specified grade of reinforced cement concrete, excluding the cost of centering, shuttering, finishing and reinforcement - All work up to plinth level : | item no.36 | [52 empty] | 1.35 | Providing and laying in position specified grade of reinforced cement concrete, excluding the cost of centering, shuttering, finishing and reinforcement - All work up to plinth level : | item no.36
1.36 | 1:1.5:3 (1 cement : 1.5 coarse sand (zone-III) derived from natural sources : 3 graded stone aggregate 20 mm nominal size de rived from natural sources) | item no.37 | 0.1 | cum | 7333.8 |  |  | Excess(+) | 1 | Full Conversion | INR | [40 empty] | #VALUE! | #VALUE! | #VALUE! | 1.36 | 1:1.5:3 (1 cement : 1.5 coarse sand (zone-III) derived from natural sources : 3 graded stone aggregate 20 mm nominal size de rived from natural sources) | item no.37 | 0.1 | cum
1.37 | Reinforced cement concrete work in walls (any thickness), including attached pilasters, buttresses, plinth and string courses, fillets, columns, pillars, piers, abutments, posts and struts etc. above plinth level up to floor five level, excluding cost of centering, shuttering, finishing and reinforcement : | item no.38 | [52 empty] | 1.37 | Reinforced cement concrete work in walls (any thickness), including attached pilasters, buttresses, plinth and string courses, fillets, columns, pillars, piers, abutments, posts and struts etc. above plinth level up to floor five level, excluding cost of centering, shuttering, finishing and reinforcement : | item no.38
1.38 | 1:1.5:3 (1 cement : 1.5 coarse sand(zone-III) derived from natu- ral sources : 3 graded stone aggregate 20 mm nominal size derived from natural sources) | item no.39 | 0.1 | cum | 8930.34 |  |  | Excess(+) | 1 | Full Conversion | INR | [40 empty] | #VALUE! | #VALUE! | #VALUE! | 1.38 | 1:1.5:3 (1 cement : 1.5 coarse sand(zone-III) derived from natu- ral sources : 3 graded stone aggregate 20 mm nominal size derived from natural sources) | item no.39 | 0.1 | cum
1.39 | Reinforced cement concrete work in beams, suspended floors, roofs having slope up to 15° landings, balconies, shelves, chajjas, lintels, bands, plain window sills, staircases and spiral stair cases above plinth level up to floor five level, excluding the cost of centering, shuttering, finishing and reinforcement with 1:1.5:3 (1 cement : 1.5 coarse sand(zone-III) derived from natural sources : 3 graded stone aggregate 20 mm nominal size derived from natural sources). | item no.40 | 2 | cum | 9398.77 |  |  | Excess(+) | 1 | Full Conversion | INR | [40 empty] | #VALUE! | #VALUE! | #VALUE! | 1.39 | Reinforced cement concrete work in beams, suspended floors, roofs having slope up to 15° landings, balconies, shelves, chajjas, lintels, bands, plain window sills, staircases and spiral stair cases above plinth level up to floor five level, excluding the cost of centering, shuttering, finishing and reinforcement with 1:1.5:3 (1 cement : 1.5 coarse sand(zone-III) derived from natural sources : 3 graded stone aggregate 20 mm nominal size derived from natural sources). | item no.40 | 2 | cum
1.4 | Centering and shuttering including strutting, propping etc. and removal of form for | item no.41 | [52 empty] | 1.4 | Centering and shuttering including strutting, propping etc. and removal of form for | item no.41
1.41 | Foundations, footings, bases of columns, etc. for mass concrete | item no.42 | 5.25 | sqm | 270.01 |  |  | Excess(+) | 1 | Full Conversion | INR | [40 empty] | #VALUE! | #VALUE! | #VALUE! | 1.41 | Foundations, footings, bases of columns, etc. for mass concrete | item no.42 | 5.25 | sqm
1.42 | Walls (any thickness) including attached pilasters, butteresses, plinth and string courses etc. | item no.43 | 5.25 | sqm | 587.07 |  |  | Excess(+) | 1 | Full Conversion | INR | [40 empty] | #VALUE! | #VALUE! | #VALUE! | 1.42 | Walls (any thickness) including attached pilasters, butteresses, plinth and string courses etc. | item no.43 | 5.25 | sqm
1.43 | Suspended floors, roofs, landings, balconies and access platform | item no.44 | 7.25 | sqm | 672.12 |  |  | Excess(+) | 1 | Full Conversion | INR | [40 empty] | #VALUE! | #VALUE! | #VALUE! | 1.43 | Suspended floors, roofs, landings, balconies and access platform | item no.44 | 7.25 | sqm
1.44 | Shelves (Cast in situ) | item no.45 | 12.25 | sqm | 672.12 |  |  | Excess(+) | 1 | Full Conversion | INR | [40 empty] | #VALUE! | #VALUE! | #VALUE! | 1.44 | Shelves (Cast in situ) | item no.45 | 12.25 | sqm
1.45 | Lintels, beams, plinth beams, girders, bressumers and cantilevers | item no.46 | 6.5 | sqm | 533.41 |  |  | Excess(+) | 1 | Full Conversion | INR | [40 empty] | #VALUE! | #VALUE! | #VALUE! | 1.45 | Lintels, beams, plinth beams, girders, bressumers and cantilevers | item no.46 | 6.5 | sqm
1.46 | Columns, Pillars, Piers, Abutments, Posts and Struts | item no.47 | 3.5 | sqm | 705.17 |  |  | Excess(+) | 1 | Full Conversion | INR | [40 empty] | #VALUE! | #VALUE! | #VALUE! | 1.46 | Columns, Pillars, Piers, Abutments, Posts and Struts | item no.47 | 3.5 | sqm
1.47 | Stairs, (excluding landings) except spiral-staircases | item no.48 | 1.25 | sqm | 576.72 |  |  | Excess(+) | 1 | Full Conversion | INR | [40 empty] | #VALUE! | #VALUE! | #VALUE! | 1.47 | Stairs, (excluding landings) except spiral-staircases | item no.48 | 1.25 | sqm
1.48 | Small lintels not exceeding 1.5 m clear span, moulding as in cornices, window sills, string courses, bands, copings, bed plates, anchor blocks and the like | item no.49 | 18 | sqm | 270.01 |  |  | Excess(+) | 1 | Full Conversion | INR | [40 empty] | #VALUE! | #VALUE! | #VALUE! | 1.48 | Small lintels not exceeding 1.5 m clear span, moulding as in cornices, window sills, string courses, bands, copings, bed plates, anchor blocks and the like | item no.49 | 18 | sqm
1.49 | Edges of slabs and breaks in floors and walls | item no.50 | [52 empty] | 1.49 | Edges of slabs and breaks in floors and walls | item no.50
1.5 | Under 20 cm wide | item no.51 | 25.65 | metre | 159.49 |  |  | Excess(+) | 1 | Full Conversion | INR | [40 empty] | #VALUE! | #VALUE! | #VALUE! | 1.5 | Under 20 cm wide | item no.51 | 25.65 | metre
1.51 | Providing, hoisting and fixing above plinth level up to floor five level precast reinforced cement concrete work in string courses, bands, copings, bed plates, anchor blocks, plain window sills and the like, including the cost of required centering, shuttering but , excluding cost of reinforcement with 1:1.5:3 (1 cement : 1.5 coarse sand (zone-III) derived from natural sources : 3 graded stone aggregate 20 mm nominal size derived from natural sources). | item no.52 | 0.2 | cum | 8481.81 |  |  | Excess(+) | 1 | Full Conversion | INR | [40 empty] | #VALUE! | #VALUE! | #VALUE! | 1.51 | Providing, hoisting and fixing above plinth level up to floor five level precast reinforced cement concrete work in string courses, bands, copings, bed plates, anchor blocks, plain window sills and the like, including the cost of required centering, shuttering but , excluding cost of reinforcement with 1:1.5:3 (1 cement : 1.5 coarse sand (zone-III) derived from natural sources : 3 graded stone aggregate 20 mm nominal size derived from natural sources). | item no.52 | 0.2 | cum
1.52 | Providing, hoisting and fixing up to floor five level precast reinforced cement concrete in small lintels not exceeding 1.5m clear span up to floor five level, including the cost of required centering, shuttering but , excluding the cost of reinforcement with 1:1.5:3 (1 cement : 1.5 coarse sand (zone-III) derived from natural sources : 3 graded stone aggregate 20 mm nominal size derived from natural sources). | item no.53 | 0.2 | cum | 11908.68 |  |  | Excess(+) | 1 | Full Conversion | INR | [40 empty] | #VALUE! | #VALUE! | #VALUE! | 1.52 | Providing, hoisting and fixing up to floor five level precast reinforced cement concrete in small lintels not exceeding 1.5m clear span up to floor five level, including the cost of required centering, shuttering but , excluding the cost of reinforcement with 1:1.5:3 (1 cement : 1.5 coarse sand (zone-III) derived from natural sources : 3 graded stone aggregate 20 mm nominal size derived from natural sources). | item no.53 | 0.2 | cum
1.53 | Steel reinforcement for R.C.C. work including straightening, cutting, bending, placing in position and binding all complete upto plinth level. | item no.54 | [52 empty] | 1.53 | Steel reinforcement for R.C.C. work including straightening, cutting, bending, placing in position and binding all complete upto plinth level. | item no.54
1.54 | Thermo-Mechanically Treated bars of grade Fe-500D or more. | item no.55 | 110 | kg | 78.61 |  |  | Excess(+) | 1 | Full Conversion | INR | [40 empty] | #VALUE! | #VALUE! | #VALUE! | 1.54 | Thermo-Mechanically Treated bars of grade Fe-500D or more. | item no.55 | 110 | kg
1.55 | Steel reinforcement for R.C.C. work including straightening, cutting, bending, placing in position and binding all complete above plinth level. | item no.56 | [52 empty] | 1.55 | Steel reinforcement for R.C.C. work including straightening, cutting, bending, placing in position and binding all complete above plinth level. | item no.56
1.56 | Thermo-Mechanically Treated bars of grade Fe-500D or more. | item no.57 | 300 | kg | 78.61 |  |  | Excess(+) | 1 | Full Conversion | INR | [40 empty] | #VALUE! | #VALUE! | #VALUE! | 1.56 | Thermo-Mechanically Treated bars of grade Fe-500D or more. | item no.57 | 300 | kg
1.57 | Add for plaster drip course/ groove in plastered surface or moulding to R.C.C. projections. | item no.58 | 30.5 | metre | 56.73 |  |  | Excess(+) | 1 | Full Conversion | INR | [40 empty] | #VALUE! | #VALUE! | #VALUE! | 1.57 | Add for plaster drip course/ groove in plastered surface or moulding to R.C.C. projections. | item no.58 | 30.5 | metre
1.58 | MASONRY WORK | item no.59 | [52 empty] | 1.58 | MASONRY WORK | item no.59
1.59 | Brick work with common burnt clay F.P.S. (non modular) bricks of class designation 7.5 in foundation and plinth in: | item no.60 | [52 empty] | 1.59 | Brick work with common burnt clay F.P.S. (non modular) bricks of class designation 7.5 in foundation and plinth in: | item no.60
1.6 | Cement mortar 1:6 (1 cement : 6 coarse sand) | item no.61 | 3.25 | cum | 5838.01 |  |  | Excess(+) | 1 | Full Conversion | INR | [40 empty] | #VALUE! | #VALUE! | #VALUE! | 1.6 | Cement mortar 1:6 (1 cement : 6 coarse sand) | item no.61 | 3.25 | cum
1.61 | Brick work with common burnt clay F.P.S. (non modular) bricks of class designation 7.5 in superstructure above plinth level up to floor V level in all shapes and sizes in : | item no.62 | [52 empty] | 1.61 | Brick work with common burnt clay F.P.S. (non modular) bricks of class designation 7.5 in superstructure above plinth level up to floor V level in all shapes and sizes in : | item no.62
1.62 | Cement mortar 1:6 (1 cement : 6 coarse sand) | item no.63 | 5 | cum | 7267.3 |  |  | Excess(+) | 1 | Full Conversion | INR | [40 empty] | #VALUE! | #VALUE! | #VALUE! | 1.62 | Cement mortar 1:6 (1 cement : 6 coarse sand) | item no.63 | 5 | cum
1.63 | Brick work 7 cm thick with common burnt clay F.P.S. (non modular) brick of class designation 7.5 in cement mortar 1:3 (1 cement : 3 coarse sand) in superstructure above plinth level and upto floor five level. | item no.64 | 6 | sqm | 718.24 |  |  | Excess(+) | 1 | Full Conversion | INR | [40 empty] | #VALUE! | #VALUE! | #VALUE! | 1.63 | Brick work 7 cm thick with common burnt clay F.P.S. (non modular) brick of class designation 7.5 in cement mortar 1:3 (1 cement : 3 coarse sand) in superstructure above plinth level and upto floor five level. | item no.64 | 6 | sqm
1.64 | Half brick masonry with common burnt clay F.P.S. (non modular) bricks of class designation 7.5 in foundations and plinth in : | item no.65 | [52 empty] | 1.64 | Half brick masonry with common burnt clay F.P.S. (non modular) bricks of class designation 7.5 in foundations and plinth in : | item no.65
1.65 | cement mortar 1:4 (1 cement : 4 coarse sand) | item no.66 | 10 | sqm | 734.63 |  |  | Excess(+) | 1 | Full Conversion | INR | [40 empty] | #VALUE! | #VALUE! | #VALUE! | 1.65 | cement mortar 1:4 (1 cement : 4 coarse sand) | item no.66 | 10 | sqm
1.66 | Half brick masonry with common burnt clay F.P.S. (non modular) bricks of class designation 7.5 in superstructure above plinth level up to floor V level. | item no.67 | [52 empty] | 1.66 | Half brick masonry with common burnt clay F.P.S. (non modular) bricks of class designation 7.5 in superstructure above plinth level up to floor V level. | item no.67
1.67 | Cement mortar 1:4 (1 cement :4 coarse sand) | item no.68 | 10 | sqm | 892.63 |  |  | Excess(+) | 1 | Full Conversion | INR | [40 empty] | #VALUE! | #VALUE! | #VALUE! | 1.67 | Cement mortar 1:4 (1 cement :4 coarse sand) | item no.68 | 10 | sqm
1.68 | Brick work with common burnt clay selected F.P.S. (non modular) bricks of class designation 7.5 in exposed brick work including making horizontal and vertical grooves 10 mm wide 12 mm deep complete in cement mortar 1:6 (1 cement : 6 coarse sand) | item no.69 | [52 empty] | 1.68 | Brick work with common burnt clay selected F.P.S. (non modular) bricks of class designation 7.5 in exposed brick work including making horizontal and vertical grooves 10 mm wide 12 mm deep complete in cement mortar 1:6 (1 cement : 6 coarse sand) | item no.69
1.69 | From ground level upto plinth level | item no.70 | 0.5 | cum | 6005.7 |  |  | Excess(+) | 1 | Full Conversion | INR | [40 empty] | #VALUE! | #VALUE! | #VALUE! | 1.69 | From ground level upto plinth level | item no.70 | 0.5 | cum
1.7 | Above plinth level upto floor V level | item no.71 | 1 | cum | 7510.7 |  |  | Excess(+) | 1 | Full Conversion | INR | [40 empty] | #VALUE! | #VALUE! | #VALUE! | 1.7 | Above plinth level upto floor V level | item no.71 | 1 | cum
1.71 | Brick work with common burnt clay modular bricks of class designation 7.5 in exposed brick work including making horizontal and vertical grooves 10mm wide 12 mm deep complete in cement mortar 1:6 (1 cement : 6 coarse sand). | item no.72 | [52 empty] | 1.71 | Brick work with common burnt clay modular bricks of class designation 7.5 in exposed brick work including making horizontal and vertical grooves 10mm wide 12 mm deep complete in cement mortar 1:6 (1 cement : 6 coarse sand). | item no.72
1.72 | Above plinth level upto floor V level | item no.73 | 1 | cum | 6329.46 |  |  | Excess(+) | 1 | Full Conversion | INR | [40 empty] | #VALUE! | #VALUE! | #VALUE! | 1.72 | Above plinth level upto floor V level | item no.73 | 1 | cum
1.73 | Brick edging 7cm wide 11.4 cm deep to plinth protection with common burnt clay F.P.S. (non modular) bricks of class designation 7.5 including grouting with cement mortar 1:4 (1 cement : 4 fine sand). | item no.74 | 100 | metre | 48.93 |  |  | Excess(+) | 1 | Full Conversion | INR | [40 empty] | #VALUE! | #VALUE! | #VALUE! | 1.73 | Brick edging 7cm wide 11.4 cm deep to plinth protection with common burnt clay F.P.S. (non modular) bricks of class designation 7.5 including grouting with cement mortar 1:4 (1 cement : 4 fine sand). | item no.74 | 100 | metre
1.74 | Providing brick work (in width 225 mm or more) with F.P.S. bricks of class designation 7.5 in cement mortar 1:4 (1 cement : 4 coarse sand) at all levels. | item no.75 | 5 | Cum | 5578.26 |  |  | Excess(+) | 1 | Full Conversion | INR | [40 empty] | #VALUE! | #VALUE! | #VALUE! | 1.74 | Providing brick work (in width 225 mm or more) with F.P.S. bricks of class designation 7.5 in cement mortar 1:4 (1 cement : 4 coarse sand) at all levels. | item no.75 | 5 | Cum
1.75 | CLADDING WORK | item no.76 | [52 empty] | 1.75 | CLADDING WORK | item no.76
1.76 | Providing and fixing 18 mm thick gang saw cut, mirror polished, premoulded and prepolished, machine cut for kitchen platforms, vanity counters, window sills, facias and similar locations of required size, approved shade, colour and texture laid over 20 mm thick base cement mortar 1:4 (1 cement : 4 coarse sand), joints treated with white cement, mixed with matching pigment, epoxy touch ups, including rubbing, curing, moulding and polishing of edges to give high gloss finish etc. complete at all levels. | item no.77 | [52 empty] | 1.76 | Providing and fixing 18 mm thick gang saw cut, mirror polished, premoulded and prepolished, machine cut for kitchen platforms, vanity counters, window sills, facias and similar locations of required size, approved shade, colour and texture laid over 20 mm thick base cement mortar 1:4 (1 cement : 4 coarse sand), joints treated with white cement, mixed with matching pigment, epoxy touch ups, including rubbing, curing, moulding and polishing of edges to give high gloss finish etc. complete at all levels. | item no.77
1.77 | Raj Nagar Plain white marble/ Udaipur green marble/ Zebra black marble | item no.78 | [52 empty] | 1.77 | Raj Nagar Plain white marble/ Udaipur green marble/ Zebra black marble | item no.78
1.78 | Area of slab upto 0.50 sqm | item no.79 | 0.25 | sqm | 2548.4 |  |  | Excess(+) | 1 | Full Conversion | INR | [40 empty] | #VALUE! | #VALUE! | #VALUE! | 1.78 | Area of slab upto 0.50 sqm | item no.79 | 0.25 | sqm
1.79 | Area of slab over 0.50 sqm | item no.80 | 1.5 | sqm | 2314.29 |  |  | Excess(+) | 1 | Full Conversion | INR | [40 empty] | #VALUE! | #VALUE! | #VALUE! | 1.79 | Area of slab over 0.50 sqm | item no.80 | 1.5 | sqm
1.8 | Granite stone slab of colour black, Cherry/Ruby red | item no.81 | [52 empty] | 1.8 | Granite stone slab of colour black, Cherry/Ruby red | item no.81
1.81 | Area of slab upto 0.50 sqm | item no.82 | 1.5 | sqm | 4102.89 |  |  | Excess(+) | 1 | Full Conversion | INR | [40 empty] | #VALUE! | #VALUE! | #VALUE! | 1.81 | Area of slab upto 0.50 sqm | item no.82 | 1.5 | sqm
1.82 | Area of slab over 0.50 sqm | item no.83 | 1.75 | sqm | 3880.18 |  |  | Excess(+) | 1 | Full Conversion | INR | [40 empty] | #VALUE! | #VALUE! | #VALUE! | 1.82 | Area of slab over 0.50 sqm | item no.83 | 1.75 | sqm
1.83 | Providing edge moulding to 18 mm thick marble stone counters, Vanities etc., including machine polishing to edge to give high gloss finish etc. complete as per design approved by Engineer-in-Charge. | item no.84 | [52 empty] | 1.83 | Providing edge moulding to 18 mm thick marble stone counters, Vanities etc., including machine polishing to edge to give high gloss finish etc. complete as per design approved by Engineer-in-Charge. | item no.84
1.84 | Marble work | item no.85 | 0.65 | metre | 214.73 |  |  | Excess(+) | 1 | Full Conversion | INR | [40 empty] | #VALUE! | #VALUE! | #VALUE! | 1.84 | Marble work | item no.85 | 0.65 | metre
1.85 | Granite work | item no.86 | 3.25 | metre | 367.25 |  |  | Excess(+) | 1 | Full Conversion | INR | [40 empty] | #VALUE! | #VALUE! | #VALUE! | 1.85 | Granite work | item no.86 | 3.25 | metre
1.86 | Extra for providing opening of required size & shape for wash basin/ kitchen sink in kitchen platform, vanity counter and similar location in marble/ Granite/ stone work, including necessary holes for pillar taps etc. including moulding, rubbing and polishing of cut edges etc. complete. | item no.87 | 3 | each | 708.59 |  |  | Excess(+) | 1 | Full Conversion | INR | [40 empty] | #VALUE! | #VALUE! | #VALUE! | 1.86 | Extra for providing opening of required size & shape for wash basin/ kitchen sink in kitchen platform, vanity counter and similar location in marble/ Granite/ stone work, including necessary holes for pillar taps etc. including moulding, rubbing and polishing of cut edges etc. complete. | item no.87 | 3 | each
1.87 | Mirror polishing on marble work/Granite work/stone work where ever required to give high gloss finish complete. | item no.88 | 5.25 | sqm | 366.16 |  |  | Excess(+) | 1 | Full Conversion | INR | [40 empty] | #VALUE! | #VALUE! | #VALUE! | 1.87 | Mirror polishing on marble work/Granite work/stone work where ever required to give high gloss finish complete. | item no.88 | 5.25 | sqm
1.88 | Providing and fixing skirting with Pre-laminated (one side decorative and other side balancing lamination) flat pressed 3 layer or graded particle board (medium density) Grade I, Type II, IS :12823 marked, with necessary fixing arrangements and screws, including drilling necessary holes for rawl plugs etc. and priming coat on unexposed surface complete : | item no.89 | [52 empty] | 1.88 | Providing and fixing skirting with Pre-laminated (one side decorative and other side balancing lamination) flat pressed 3 layer or graded particle board (medium density) Grade I, Type II, IS :12823 marked, with necessary fixing arrangements and screws, including drilling necessary holes for rawl plugs etc. and priming coat on unexposed surface complete : | item no.89
1.89 | 18 mm thick | item no.90 | 2.1 | sqm | 1510.78 |  |  | Excess(+) | 1 | Full Conversion | INR | [40 empty] | #VALUE! | #VALUE! | #VALUE! | 1.89 | 18 mm thick | item no.90 | 2.1 | sqm
1.9 | Providing and fixing Ist quality ceramic glazed wall tiles conforming to IS: 15622 (thickness to be specified by the manufacturer), of approved make, in all colours, shades except burgundy, bottle green, black of any size as approved by Engineer-in-Charge, in skirting, risers of steps and dados, over 12 mm thick bed of cement mortar 1:3 (1 cement : 3 coarse sand) and jointing with grey cement slurry @ 3.3kg per sqm, including pointing in white cement mixed with pigment of matching shade complete. | item no.91 | 70 | sqm | 932.44 |  |  | Excess(+) | 1 | Full Conversion | INR | [40 empty] | #VALUE! | #VALUE! | #VALUE! | 1.9 | Providing and fixing Ist quality ceramic glazed wall tiles conforming to IS: 15622 (thickness to be specified by the manufacturer), of approved make, in all colours, shades except burgundy, bottle green, black of any size as approved by Engineer-in-Charge, in skirting, risers of steps and dados, over 12 mm thick bed of cement mortar 1:3 (1 cement : 3 coarse sand) and jointing with grey cement slurry @ 3.3kg per sqm, including pointing in white cement mixed with pigment of matching shade complete. | item no.91 | 70 | sqm
1.91 | WOOD AND P. V. C. WORK | item no.92 | [52 empty] | 1.91 | WOOD AND P. V. C. WORK | item no.92
1.92 | Providing wood work in frames of doors, windows, clerestory windows and other frames, wrought framed and fixed in position with hold fast lugs or with dash fasteners of required dia & length (hold fast lugs or dash fastener shall be paid for separately). | item no.93 | [52 empty] | 1.92 | Providing wood work in frames of doors, windows, clerestory windows and other frames, wrought framed and fixed in position with hold fast lugs or with dash fasteners of required dia & length (hold fast lugs or dash fastener shall be paid for separately). | item no.93
1.93 | Second class teak wood | item no.94 | 0.4 | cum | 115367.78 |  |  | Excess(+) | 1 | Full Conversion | INR | [40 empty] | #VALUE! | #VALUE! | #VALUE! | 1.93 | Second class teak wood | item no.94 | 0.4 | cum
1.94 | Sal wood | item no.95 | 0.1 | cum | 93573.74 |  |  | Excess(+) | 1 | Full Conversion | INR | [40 empty] | #VALUE! | #VALUE! | #VALUE! | 1.94 | Sal wood | item no.95 | 0.1 | cum
1.95 | Providing and fixing panelled or panelled and glazed shutters for doors, windows and clerestory windows, fixing with butt hinges of required size with necessary screws, excluding panelling which will be paid for separately, all complete as per direction of Engineer-in-charge. (Note:- Butt hinges and necessary screws shall be paid separately) | item no.96 | [52 empty] | 1.95 | Providing and fixing panelled or panelled and glazed shutters for doors, windows and clerestory windows, fixing with butt hinges of required size with necessary screws, excluding panelling which will be paid for separately, all complete as per direction of Engineer-in-charge. (Note:- Butt hinges and necessary screws shall be paid separately) | item no.96
1.96 | Second class teak wood | item no.97 | [52 empty] | 1.96 | Second class teak wood | item no.97
1.97 | 35 mm thick shutters | item no.98 | 3.5 | sqm | 3248.09 |  |  | Excess(+) | 1 | Full Conversion | INR | [40 empty] | #VALUE! | #VALUE! | #VALUE! | 1.97 | 35 mm thick shutters | item no.98 | 3.5 | sqm
1.98 | Providing and fixing glazed shutters for doors, windows and clerestory windows using 4 mm thick float glass panes, (weight not less than 10 kg per sqm) fixing with ISI marked M.S. pressed butt hinges bright finished of required size with necessary screws. | item no.99 | [52 empty] | 1.98 | Providing and fixing glazed shutters for doors, windows and clerestory windows using 4 mm thick float glass panes, (weight not less than 10 kg per sqm) fixing with ISI marked M.S. pressed butt hinges bright finished of required size with necessary screws. | item no.99
1.99 | Second class teak wood | item no.100 | [52 empty] | 1.99 | Second class teak wood | item no.100
2 | 35 mm thick | item no.101 | 60 | sqm | 3909.16 |  |  | Excess(+) | 1 | Full Conversion | INR | [40 empty] | #VALUE! | #VALUE! | #VALUE! | 2 | 35 mm thick | item no.101 | 60 | sqm
2.01 | Extra for providing frosted glass panes 4 mm thick (weight not less than 10 kg per sqm) instead of ordinary float glass panes 4 mm thick (weight not less than 10 kg per sqm) in doors, windows and clerestory window shutters. (Area of opening for glass panes excluding portion inside rebate shall be measured). | item no.102 | 5 | sqm | 130.21 |  |  | Excess(+) | 1 | Full Conversion | INR | [40 empty] | #VALUE! | #VALUE! | #VALUE! | 2.01 | Extra for providing frosted glass panes 4 mm thick (weight not less than 10 kg per sqm) instead of ordinary float glass panes 4 mm thick (weight not less than 10 kg per sqm) in doors, windows and clerestory window shutters. (Area of opening for glass panes excluding portion inside rebate shall be measured). | item no.102 | 5 | sqm
2.02 | Providing and fixing ISI marked flush door shutters conforming to IS : 2202 (Part I) decorative type, core of block board construction with frame of 1st class hard wood and well matched teak 3 ply veneering with vertical grains or cross bands and face veneers on both faces of shutters. | item no.103 | [52 empty] | 2.02 | Providing and fixing ISI marked flush door shutters conforming to IS : 2202 (Part I) decorative type, core of block board construction with frame of 1st class hard wood and well matched teak 3 ply veneering with vertical grains or cross bands and face veneers on both faces of shutters. | item no.103
2.03 | 25 mm thick (for cupboard) including ISI marked nickel plated bright finished M.S. Piano hinges IS : 3818 marked with necessary screws | item no.104 | 10 | sqm | 2202.85 |  |  | Excess(+) | 1 | Full Conversion | INR | [40 empty] | #VALUE! | #VALUE! | #VALUE! | 2.03 | 25 mm thick (for cupboard) including ISI marked nickel plated bright finished M.S. Piano hinges IS : 3818 marked with necessary screws | item no.104 | 10 | sqm
2.04 | Providing and fixing ISI marked flush door shutters conforming to IS : 2202 (Part I) non-decorative type, core of block board construction with frame of 1st class hard wood and well matched commercial 3 ply veneering with vertical grains or cross bands and face veneers on both faces of shutters: | item no.105 | [52 empty] | 2.04 | Providing and fixing ISI marked flush door shutters conforming to IS : 2202 (Part I) non-decorative type, core of block board construction with frame of 1st class hard wood and well matched commercial 3 ply veneering with vertical grains or cross bands and face veneers on both faces of shutters: | item no.105
2.05 | 25 mm thick (for cupboard) including ISI marked nickel plated bright finished M.S. piano hinges with necessary screws | item no.106 | 3 | sqm | 1604.56 |  |  | Excess(+) | 1 | Full Conversion | INR | [40 empty] | #VALUE! | #VALUE! | #VALUE! | 2.05 | 25 mm thick (for cupboard) including ISI marked nickel plated bright finished M.S. piano hinges with necessary screws | item no.106 | 3 | sqm
2.06 | Extra for providing lipping with 2nd class teak wood battens 25 mm minimum depth on all edges of flush door shutters (over all area of door shutter to be measured). | item no.107 | 6.75 | sqm | 351.95 |  |  | Excess(+) | 1 | Full Conversion | INR | [40 empty] | #VALUE! | #VALUE! | #VALUE! | 2.06 | Extra for providing lipping with 2nd class teak wood battens 25 mm minimum depth on all edges of flush door shutters (over all area of door shutter to be measured). | item no.107 | 6.75 | sqm
2.07 | Extra for cutting rebate in flush door shutters (Total area of the shutter to be measured). | item no.108 | 10 | sqm | 82.11 |  |  | Excess(+) | 1 | Full Conversion | INR | [40 empty] | #VALUE! | #VALUE! | #VALUE! | 2.07 | Extra for cutting rebate in flush door shutters (Total area of the shutter to be measured). | item no.108 | 10 | sqm
2.08 | Providing and fixing wooden moulded beading to door and window frames with iron screws, plugs and priming coat on unexposed surface etc. complete : | item no.109 | [52 empty] | 2.08 | Providing and fixing wooden moulded beading to door and window frames with iron screws, plugs and priming coat on unexposed surface etc. complete : | item no.109
2.09 | 2nd class teak wood | item no.110 | [52 empty] | 2.09 | 2nd class teak wood | item no.110
2.1 | 50x12 mm | item no.111 | 1 | metre | 167.95 |  |  | Excess(+) | 1 | Full Conversion | INR | [40 empty] | #VALUE! | #VALUE! | #VALUE! | 2.1 | 50x12 mm | item no.111 | 1 | metre
2.11 | 50 x 20 mm | item no.112 | 1 | metre | 209.73 |  |  | Excess(+) | 1 | Full Conversion | INR | [40 empty] | #VALUE! | #VALUE! | #VALUE! | 2.11 | 50 x 20 mm | item no.112 | 1 | metre
2.12 | Providing and fixing chromium plated brass curtain rod having wall thickness of 1.25mm with two chromium plated brass brackets fixed with C.P. brass screws and PVC sleeves etc., wherever necessary complete : | item no.113 | [52 empty] | 2.12 | Providing and fixing chromium plated brass curtain rod having wall thickness of 1.25mm with two chromium plated brass brackets fixed with C.P. brass screws and PVC sleeves etc., wherever necessary complete : | item no.113
2.13 | 20 mm dia | item no.114 | 1 | metre | 329.02 |  |  | Excess(+) | 1 | Full Conversion | INR | [40 empty] | #VALUE! | #VALUE! | #VALUE! | 2.13 | 20 mm dia | item no.114 | 1 | metre
2.14 | Providing and fixing M.S. grills of required pattern in frames of windows etc. with M.S. flats, square or round bars etc. including priming coat with approved steel primer all complete. | item no.115 | [52 empty] | 2.14 | Providing and fixing M.S. grills of required pattern in frames of windows etc. with M.S. flats, square or round bars etc. including priming coat with approved steel primer all complete. | item no.115
2.15 | Fixed to steel windows by welding | item no.116 | 50 | kg | 158.7 |  |  | Excess(+) | 1 | Full Conversion | INR | [40 empty] | #VALUE! | #VALUE! | #VALUE! | 2.15 | Fixed to steel windows by welding | item no.116 | 50 | kg
2.16 | Fixed to openings /wooden frames with rawl plugs screws etc. | item no.117 | 1 | kg | 173.35 |  |  | Excess(+) | 1 | Full Conversion | INR | [40 empty] | #VALUE! | #VALUE! | #VALUE! | 2.16 | Fixed to openings /wooden frames with rawl plugs screws etc. | item no.117 | 1 | kg
2.17 | Providing and fixing hard drawn steel wire fabric 75x25 mm mesh of weight not less than 7.75 Kg per sqm to window frames etc. including 62x19 mm beading of second class teak wood and priming coat with approved steel primer all complete. | item no.118 | 3 | sqm | 1301.8 |  |  | Excess(+) | 1 | Full Conversion | INR | [40 empty] | #VALUE! | #VALUE! | #VALUE! | 2.17 | Providing and fixing hard drawn steel wire fabric 75x25 mm mesh of weight not less than 7.75 Kg per sqm to window frames etc. including 62x19 mm beading of second class teak wood and priming coat with approved steel primer all complete. | item no.118 | 3 | sqm
2.18 | Providing and fixing fly proof galvanized M.S. wire gauge to windows and clerestory windows using wire gauge with average width of aperture 1.4 mm in both directions with wire of dia 0.63 mm all complete. | item no.119 | [52 empty] | 2.18 | Providing and fixing fly proof galvanized M.S. wire gauge to windows and clerestory windows using wire gauge with average width of aperture 1.4 mm in both directions with wire of dia 0.63 mm all complete. | item no.119
2.19 | With second class teak wood beading 62X19 mm | item no.120 | 9 | sqm | 1021.39 |  |  | Excess(+) | 1 | Full Conversion | INR | [40 empty] | #VALUE! | #VALUE! | #VALUE! | 2.19 | With second class teak wood beading 62X19 mm | item no.120 | 9 | sqm
2.2 | With 12 mm mild steel U beading | item no.121 | 7 | sqm | 712.32 |  |  | Excess(+) | 1 | Full Conversion | INR | [40 empty] | #VALUE! | #VALUE! | #VALUE! | 2.2 | With 12 mm mild steel U beading | item no.121 | 7 | sqm
2.21 | Deduct for fixing 75x25 mm hard drawn steel wire fabric of weight not less than 7.75 Kg per sqm in panelled and glazed door and window shutter instead of glass sheet 4 mm thick (weight not less than 10 kg per sqm). | item no.122 | 20 | sqm | 141.96 |  |  | Excess(+) | 1 | Full Conversion | INR | [40 empty] | #VALUE! | #VALUE! | #VALUE! | 2.21 | Deduct for fixing 75x25 mm hard drawn steel wire fabric of weight not less than 7.75 Kg per sqm in panelled and glazed door and window shutter instead of glass sheet 4 mm thick (weight not less than 10 kg per sqm). | item no.122 | 20 | sqm
2.22 | Providing 40x5 mm flat iron hold fast 400 mm long including fixing to frame with 10 mm diameter bolts, nuts and wooden plugs and embedding in cement concrete block 300x100x150 mm 1:3:6 mix (1 cement : 3 coarse sand : 6 graded stone aggregate 20mm nominal size). | item no.123 | 6 | each | 170.41 |  |  | Excess(+) | 1 | Full Conversion | INR | [40 empty] | #VALUE! | #VALUE! | #VALUE! | 2.22 | Providing 40x5 mm flat iron hold fast 400 mm long including fixing to frame with 10 mm diameter bolts, nuts and wooden plugs and embedding in cement concrete block 300x100x150 mm 1:3:6 mix (1 cement : 3 coarse sand : 6 graded stone aggregate 20mm nominal size). | item no.123 | 6 | each
2.23 | Providing and fixing ISI marked IS : 1341 M.S. pressed butt hinges bright finished with necessary screws etc. complete : | item no.124 | [52 empty] | 2.23 | Providing and fixing ISI marked IS : 1341 M.S. pressed butt hinges bright finished with necessary screws etc. complete : | item no.124
2.24 | 125x65x2.12 mm | item no.125 | 2 | each | 42.09 |  |  | Excess(+) | 1 | Full Conversion | INR | [40 empty] | #VALUE! | #VALUE! | #VALUE! | 2.24 | 125x65x2.12 mm | item no.125 | 2 | each
2.25 | Providing and fixing ISI marked oxidised M.S. sliding door bolts with nuts and screws etc. complete : (copper oxidized as per IS: 1378) | item no.126 | [52 empty] | 2.25 | Providing and fixing ISI marked oxidised M.S. sliding door bolts with nuts and screws etc. complete : (copper oxidized as per IS: 1378) | item no.126
2.26 | 300x16 mm | item no.127 | 2 | each | 158.31 |  |  | Excess(+) | 1 | Full Conversion | INR | [40 empty] | #VALUE! | #VALUE! | #VALUE! | 2.26 | 300x16 mm | item no.127 | 2 | each
2.27 | 250x16 mm | item no.128 | 15 | each | 145.46 |  |  | Excess(+) | 1 | Full Conversion | INR | [40 empty] | #VALUE! | #VALUE! | #VALUE! | 2.27 | 250x16 mm | item no.128 | 15 | each
2.28 | Providing and fixing ISI marked oxidised M.S. tower bolt black finish, (Barrel type) with necessary screws etc. complete : (copper oxidized as per IS: 1378) | item no.129 | [52 empty] | 2.28 | Providing and fixing ISI marked oxidised M.S. tower bolt black finish, (Barrel type) with necessary screws etc. complete : (copper oxidized as per IS: 1378) | item no.129
2.29 | 250x10 mm | item no.130 | 10 | each | 65.45 |  |  | Excess(+) | 1 | Full Conversion | INR | [40 empty] | #VALUE! | #VALUE! | #VALUE! | 2.29 | 250x10 mm | item no.130 | 10 | each
2.3 | 200x10 mm | item no.131 | 20 | each | 53.53 |  |  | Excess(+) | 1 | Full Conversion | INR | [40 empty] | #VALUE! | #VALUE! | #VALUE! | 2.3 | 200x10 mm | item no.131 | 20 | each
2.31 | 150x10 mm | item no.132 | 75 | each | 46.51 |  |  | Excess(+) | 1 | Full Conversion | INR | [40 empty] | #VALUE! | #VALUE! | #VALUE! | 2.31 | 150x10 mm | item no.132 | 75 | each
2.32 | 100x10 mm | item no.133 | 100 | each | 34.28 |  |  | Excess(+) | 1 | Full Conversion | INR | [40 empty] | #VALUE! | #VALUE! | #VALUE! | 2.32 | 100x10 mm | item no.133 | 100 | each
2.33 | Providing and fixing ISI marked oxidised M.S. handles conforming to IS:4992 with necessary screws etc. complete : (copper oxidized as per IS: 1378) | item no.134 | [52 empty] | 2.33 | Providing and fixing ISI marked oxidised M.S. handles conforming to IS:4992 with necessary screws etc. complete : (copper oxidized as per IS: 1378) | item no.134
2.34 | 125 mm | item no.135 | 40 | each | 30.86 |  |  | Excess(+) | 1 | Full Conversion | INR | [40 empty] | #VALUE! | #VALUE! | #VALUE! | 2.34 | 125 mm | item no.135 | 40 | each
2.35 | 100 mm | item no.136 | 100 | each | 24.77 |  |  | Excess(+) | 1 | Full Conversion | INR | [40 empty] | #VALUE! | #VALUE! | #VALUE! | 2.35 | 100 mm | item no.136 | 100 | each
2.36 | Providing and fixing oxidised M.S. hasp and staple (safety type) conforming to IS : 363 with necessary screws etc. complete : (copper oxidized as per IS: 1378) | item no.137 | [52 empty] | 2.36 | Providing and fixing oxidised M.S. hasp and staple (safety type) conforming to IS : 363 with necessary screws etc. complete : (copper oxidized as per IS: 1378) | item no.137
2.37 | 150 mm | item no.138 | 40 | each | 25.56 |  |  | Excess(+) | 1 | Full Conversion | INR | [40 empty] | #VALUE! | #VALUE! | #VALUE! | 2.37 | 150 mm | item no.138 | 40 | each
2.38 | 115 mm | item no.139 | 50 | each | 22.8 |  |  | Excess(+) | 1 | Full Conversion | INR | [40 empty] | #VALUE! | #VALUE! | #VALUE! | 2.38 | 115 mm | item no.139 | 50 | each
2.39 | Providing and fixing oxidised M.S. casement stays (straight peg type) with necessary screws etc. complete. (copper oxidized as per IS: 1378) | item no.140 | [52 empty] | 2.39 | Providing and fixing oxidised M.S. casement stays (straight peg type) with necessary screws etc. complete. (copper oxidized as per IS: 1378) | item no.140
2.4 | 300 mm weighing not less than 330 grams | item no.141 | 10 | each | 51.95 |  |  | Excess(+) | 1 | Full Conversion | INR | [40 empty] | #VALUE! | #VALUE! | #VALUE! | 2.4 | 300 mm weighing not less than 330 grams | item no.141 | 10 | each
2.41 | 250 mm weighing not less than 280 grams | item no.142 | 20 | each | 45.51 |  |  | Excess(+) | 1 | Full Conversion | INR | [40 empty] | #VALUE! | #VALUE! | #VALUE! | 2.41 | 250 mm weighing not less than 280 grams | item no.142 | 20 | each
2.42 | Providing and fixing bright finished brass tower bolts (barrel type) with necessary screws etc. complete : | item no.143 | [52 empty] | 2.42 | Providing and fixing bright finished brass tower bolts (barrel type) with necessary screws etc. complete : | item no.143
2.43 | 250x10 mm | item no.144 | 10 | each | 328.23 |  |  | Excess(+) | 1 | Full Conversion | INR | [40 empty] | #VALUE! | #VALUE! | #VALUE! | 2.43 | 250x10 mm | item no.144 | 10 | each
2.44 | Providing and fixing bright finished brass 100 mm mortice latch and lock with 6 levers and a pair of lever handles of approved quality with necessary screws etc. complete. | item no.145 | 5 | each | 634.63 |  |  | Excess(+) | 1 | Full Conversion | INR | [40 empty] | #VALUE! | #VALUE! | #VALUE! | 2.44 | Providing and fixing bright finished brass 100 mm mortice latch and lock with 6 levers and a pair of lever handles of approved quality with necessary screws etc. complete. | item no.145 | 5 | each
2.45 | Providing and fixing bright finished brass 100 mm mortice latch with one dead bolt and a pair of lever handles of approved quality with necessary screws etc. complete. | item no.146 | 5 | each | 529.07 |  |  | Excess(+) | 1 | Full Conversion | INR | [40 empty] | #VALUE! | #VALUE! | #VALUE! | 2.45 | Providing and fixing bright finished brass 100 mm mortice latch with one dead bolt and a pair of lever handles of approved quality with necessary screws etc. complete. | item no.146 | 5 | each
2.46 | Providing and fixing special quality bright finished brass cupboard or ward robe locks with four levers of approved quality including necessary screws etc. complete. | item no.147 | [52 empty] | 2.46 | Providing and fixing special quality bright finished brass cupboard or ward robe locks with four levers of approved quality including necessary screws etc. complete. | item no.147
2.47 | 40 mm | item no.148 | 5 | each | 232.27 |  |  | Excess(+) | 1 | Full Conversion | INR | [40 empty] | #VALUE! | #VALUE! | #VALUE! | 2.47 | 40 mm | item no.148 | 5 | each
2.48 | Providing and fixing bright finished brass handles with screws etc. complete: | item no.149 | [52 empty] | 2.48 | Providing and fixing bright finished brass handles with screws etc. complete: | item no.149
2.49 | 125 mm | item no.150 | 1 | each | 179.83 |  |  | Excess(+) | 1 | Full Conversion | INR | [40 empty] | #VALUE! | #VALUE! | #VALUE! | 2.49 | 125 mm | item no.150 | 1 | each
2.5 | Providing and fixing bright finished brass hanging type floor door stopper with necessary screws, etc. complete. | item no.151 | 1 | each | 96.1 |  |  | Excess(+) | 1 | Full Conversion | INR | [40 empty] | #VALUE! | #VALUE! | #VALUE! | 2.5 | Providing and fixing bright finished brass hanging type floor door stopper with necessary screws, etc. complete. | item no.151 | 1 | each
2.51 | Providing and fixing aluminium die cast body tubular type universal hydraulic door closer (having brand logo with ISI, IS : 3564, embossed on the body, door weight upto 35 kg and door width upto 700 mm), with necessary accessories and screws etc. complete. | item no.152 | 5 | each | 899.3 |  |  | Excess(+) | 1 | Full Conversion | INR | [40 empty] | #VALUE! | #VALUE! | #VALUE! | 2.51 | Providing and fixing aluminium die cast body tubular type universal hydraulic door closer (having brand logo with ISI, IS : 3564, embossed on the body, door weight upto 35 kg and door width upto 700 mm), with necessary accessories and screws etc. complete. | item no.152 | 5 | each
2.52 | Providing and fixing aluminium sliding door bolts, ISI marked anodised (anodic coating not less than grade AC 10 as per IS : 1868), transparent or dyed to required colour or shade, with nuts and screws etc. complete : | item no.153 | [52 empty] | 2.52 | Providing and fixing aluminium sliding door bolts, ISI marked anodised (anodic coating not less than grade AC 10 as per IS : 1868), transparent or dyed to required colour or shade, with nuts and screws etc. complete : | item no.153
2.53 | 300x16 mm | item no.154 | 10 | each | 228.23 |  |  | Excess(+) | 1 | Full Conversion | INR | [40 empty] | #VALUE! | #VALUE! | #VALUE! | 2.53 | 300x16 mm | item no.154 | 10 | each
2.54 | 250x16 mm | item no.155 | 30 | each | 205.96 |  |  | Excess(+) | 1 | Full Conversion | INR | [40 empty] | #VALUE! | #VALUE! | #VALUE! | 2.54 | 250x16 mm | item no.155 | 30 | each
2.55 | Providing and fixing aluminium tower bolts, ISI marked, anodised (anodic coating not less than grade AC 10 as per IS : 1868 ) transparent or dyed to required colour or shade, with necessary screws etc. complete : | item no.156 | [52 empty] | 2.55 | Providing and fixing aluminium tower bolts, ISI marked, anodised (anodic coating not less than grade AC 10 as per IS : 1868 ) transparent or dyed to required colour or shade, with necessary screws etc. complete : | item no.156
2.56 | 300x10 mm | item no.157 | 1 | each | 103.16 |  |  | Excess(+) | 1 | Full Conversion | INR | [40 empty] | #VALUE! | #VALUE! | #VALUE! | 2.56 | 300x10 mm | item no.157 | 1 | each
2.57 | 250x10 mm | item no.158 | 2 | each | 91.54 |  |  | Excess(+) | 1 | Full Conversion | INR | [40 empty] | #VALUE! | #VALUE! | #VALUE! | 2.57 | 250x10 mm | item no.158 | 2 | each
2.58 | 200x10 mm | item no.159 | 10 | each | 79.61 |  |  | Excess(+) | 1 | Full Conversion | INR | [40 empty] | #VALUE! | #VALUE! | #VALUE! | 2.58 | 200x10 mm | item no.159 | 10 | each
2.59 | 150x10 mm | item no.160 | 50 | each | 66.24 |  |  | Excess(+) | 1 | Full Conversion | INR | [40 empty] | #VALUE! | #VALUE! | #VALUE! | 2.59 | 150x10 mm | item no.160 | 50 | each
2.6 | 100x10 mm | item no.161 | 50 | each | 51.42 |  |  | Excess(+) | 1 | Full Conversion | INR | [40 empty] | #VALUE! | #VALUE! | #VALUE! | 2.6 | 100x10 mm | item no.161 | 50 | each
2.61 | Providing and fixing aluminium handles, ISI marked, anodised (anodic coating not less than grade AC 10 as per IS : 1868) transparent or dyed to required colour or shade, with necessary screws etc. complete : | item no.162 | [52 empty] | 2.61 | Providing and fixing aluminium handles, ISI marked, anodised (anodic coating not less than grade AC 10 as per IS : 1868) transparent or dyed to required colour or shade, with necessary screws etc. complete : | item no.162
2.62 | 125 mm | item no.163 | 10 | each | 52.65 |  |  | Excess(+) | 1 | Full Conversion | INR | [40 empty] | #VALUE! | #VALUE! | #VALUE! | 2.62 | 125 mm | item no.163 | 10 | each
2.63 | 100 mm | item no.164 | 100 | each | 46.69 |  |  | Excess(+) | 1 | Full Conversion | INR | [40 empty] | #VALUE! | #VALUE! | #VALUE! | 2.63 | 100 mm | item no.164 | 100 | each
2.64 | Providing and fixing aluminium hanging floor door stopper, ISI marked, anodised (anodic coating not less than grade AC 10 as per IS : 1868) transparent or dyed to required colour and shade, with necessary screws etc. complete. | item no.165 | [52 empty] | 2.64 | Providing and fixing aluminium hanging floor door stopper, ISI marked, anodised (anodic coating not less than grade AC 10 as per IS : 1868) transparent or dyed to required colour and shade, with necessary screws etc. complete. | item no.165
2.65 | Single rubber stopper | item no.166 | 1 | each | 31.13 |  |  | Excess(+) | 1 | Full Conversion | INR | [40 empty] | #VALUE! | #VALUE! | #VALUE! | 2.65 | Single rubber stopper | item no.166 | 1 | each
2.66 | Twin rubber stopper | item no.167 | 60 | each | 54.58 |  |  | Excess(+) | 1 | Full Conversion | INR | [40 empty] | #VALUE! | #VALUE! | #VALUE! | 2.66 | Twin rubber stopper | item no.167 | 60 | each
2.67 | Providing and fixing 2nd class teak wood lipping/ moulded beading or taj beading of size 18X5 mm fixed with wooden adhesive of approved quality and screws/nails on the edges of the Pre-laminated particle board as per direction of Engineer-in-charge. | item no.168 | 10 | metre | 75.05 |  |  | Excess(+) | 1 | Full Conversion | INR | [40 empty] | #VALUE! | #VALUE! | #VALUE! | 2.67 | Providing and fixing 2nd class teak wood lipping/ moulded beading or taj beading of size 18X5 mm fixed with wooden adhesive of approved quality and screws/nails on the edges of the Pre-laminated particle board as per direction of Engineer-in-charge. | item no.168 | 10 | metre
2.68 | Providing and fixing magnetic catcher of approved quality in cupboard / ward robe shutters, including fixing with necessary screws etc. complete. | item no.169 | [52 empty] | 2.68 | Providing and fixing magnetic catcher of approved quality in cupboard / ward robe shutters, including fixing with necessary screws etc. complete. | item no.169
2.69 | Triple strip vertical type | item no.170 | 1 | each | 39.32 |  |  | Excess(+) | 1 | Full Conversion | INR | [40 empty] | #VALUE! | #VALUE! | #VALUE! | 2.69 | Triple strip vertical type | item no.170 | 1 | each
2.7 | Double strip (horizontal type) | item no.171 | 5 | each | 29.94 |  |  | Excess(+) | 1 | Full Conversion | INR | [40 empty] | #VALUE! | #VALUE! | #VALUE! | 2.7 | Double strip (horizontal type) | item no.171 | 5 | each
2.71 | Providing and fixing factory made uPVC door frame made of uPVC extruded sections having an overall dimension as below (tolerance ±1mm), with wall thickness 2.0 mm (± 0.2 mm), corners of the door frame to be Jointed with galvanized brackets and stainless steel screws, joints mitred and Plastic welded. The hinge side vertical of the frames reinforced by galvanized M.S. tube of size 19 X 19 mm and 1mm (± 0.1 mm) wall thickness and 3 nos. stainless steel hinges fixed to the frame complete as per manufacturer’s specification and direction of Engineer-in-charge | item no.172 | [52 empty] | 2.71 | Providing and fixing factory made uPVC door frame made of uPVC extruded sections having an overall dimension as below (tolerance ±1mm), with wall thickness 2.0 mm (± 0.2 mm), corners of the door frame to be Jointed with galvanized brackets and stainless steel screws, joints mitred and Plastic welded. The hinge side vertical of the frames reinforced by galvanized M.S. tube of size 19 X 19 mm and 1mm (± 0.1 mm) wall thickness and 3 nos. stainless steel hinges fixed to the frame complete as per manufacturer’s specification and direction of Engineer-in-charge | item no.172
2.72 | Extruded section profile size 48x40 mm | item no.173 | 50 | metre | 203.9 |  |  | Excess(+) | 1 | Full Conversion | INR | [40 empty] | #VALUE! | #VALUE! | #VALUE! | 2.72 | Extruded section profile size 48x40 mm | item no.173 | 50 | metre
2.73 | Providing and fixing to existing door frames. | item no.174 | [52 empty] | 2.73 | Providing and fixing to existing door frames. | item no.174
2.74 | 24 mm thick factory made PVC door shutters made of styles and rails of a uPVC hollow section of size 59x24 mm and wall thickness 2 mm (± 0.2 mm) with inbuilt edging on both sides. The styles and rails mitred and joint at the corners by means of M.S. galvanised/ plastic brackets of size 75x220 mm having wall thickness 1.0 mm and stainless steel screws. The styles of the shutter reinforced by inserting galvanised M.S. tube of size 20x20 mm and 1 mm (± 0.1 mm) wall thickness. The lock rail made up of 'H' section, a uPVC hollow section of size 100x24 mm and 2 mm (± 0.2 mm) wall thickness, fixed to the shutter styles by means of plastic/galvanised M.S. 'U' cleats. The shutter frame filled with a uPVC multi-chambered single panel of size not less than 620 mm, having over all thickness of 20 mm and 1 mm (± 0.1 mm) wall thickness. The panels filled vertically and tie bar at two places by inserting horizontally 6 mm galvanised M.S. rod and fastened with nuts and washers, complete as per manufacturer's specification and direction of Engineer-in-charge. (For W.C. and bathroom door shutter). | item no.175 | 15 | sqm | 1570.06 |  |  | Excess(+) | 1 | Full Conversion | INR | [40 empty] | #VALUE! | #VALUE! | #VALUE! | 2.74 | 24 mm thick factory made PVC door shutters made of styles and rails of a uPVC hollow section of size 59x24 mm and wall thickness 2 mm (± 0.2 mm) with inbuilt edging on both sides. The styles and rails mitred and joint at the corners by means of M.S. galvanised/ plastic brackets of size 75x220 mm having wall thickness 1.0 mm and stainless steel screws. The styles of the shutter reinforced by inserting galvanised M.S. tube of size 20x20 mm and 1 mm (± 0.1 mm) wall thickness. The lock rail made up of 'H' section, a uPVC hollow section of size 100x24 mm and 2 mm (± 0.2 mm) wall thickness, fixed to the shutter styles by means of plastic/galvanised M.S. 'U' cleats. The shutter frame filled with a uPVC multi-chambered single panel of size not less than 620 mm, having over all thickness of 20 mm and 1 mm (± 0.1 mm) wall thickness. The panels filled vertically and tie bar at two places by inserting horizontally 6 mm galvanised M.S. rod and fastened with nuts and washers, complete as per manufacturer's specification and direction of Engineer-in-charge. (For W.C. and bathroom door shutter). | item no.175 | 15 | sqm
2.75 | Providing & Fixing decorative high pressure laminated sheet of plain / wood grain in gloss / matt/ suede finish with high density protective surface layer and reverse side of adhesive bonding quality conforming to IS : 2046 Type S, including cost of adhesive of approved quality. | item no.176 | [52 empty] | 2.75 | Providing & Fixing decorative high pressure laminated sheet of plain / wood grain in gloss / matt/ suede finish with high density protective surface layer and reverse side of adhesive bonding quality conforming to IS : 2046 Type S, including cost of adhesive of approved quality. | item no.176
2.76 | 1.0 mm thick | item no.177 | 2.5 | sqm | 669.88 |  |  | Excess(+) | 1 | Full Conversion | INR | [40 empty] | #VALUE! | #VALUE! | #VALUE! | 2.76 | 1.0 mm thick | item no.177 | 2.5 | sqm
2.77 | Providing and fixing cup board shutters with 25 mm thick veneered particle board IS : 3097 marked, exterior grade (Grade I), of approved make, including IInd class teak wood lipping of 25 mm wide x 12 mm thick with necessary screws and bright finished stainless steel piano hinges, complete as per direction of Engineer-in-Charge. | item no.178 | [52 empty] | 2.77 | Providing and fixing cup board shutters with 25 mm thick veneered particle board IS : 3097 marked, exterior grade (Grade I), of approved make, including IInd class teak wood lipping of 25 mm wide x 12 mm thick with necessary screws and bright finished stainless steel piano hinges, complete as per direction of Engineer-in-Charge. | item no.178
2.78 | With decorative veneering on one side and commercial veneering on other side | item no.179 | 1.5 | sqm | 1462.78 |  |  | Excess(+) | 1 | Full Conversion | INR | [40 empty] | #VALUE! | #VALUE! | #VALUE! | 2.78 | With decorative veneering on one side and commercial veneering on other side | item no.179 | 1.5 | sqm
2.79 | Providing and fixing wire gauge shutters using stainless steel grade 304 wire gauge with wire of dia 0.5 mm and average width of aperture 1.4 mm in both directions for doors, windows and clerestory windows with necessary screws : | item no.180 | [52 empty] | 2.79 | Providing and fixing wire gauge shutters using stainless steel grade 304 wire gauge with wire of dia 0.5 mm and average width of aperture 1.4 mm in both directions for doors, windows and clerestory windows with necessary screws : | item no.180
2.8 | 35 mm thick shutters | item no.181 | [52 empty] | 2.8 | 35 mm thick shutters | item no.181
2.81 | with ISI marked M.S. pressed butt hinges bright finished of required size | item no.182 | [52 empty] | 2.81 | with ISI marked M.S. pressed butt hinges bright finished of required size | item no.182
2.82 | Second class teak wood | item no.183 | 65 | sqm | 3932.18 |  |  | Excess(+) | 1 | Full Conversion | INR | [40 empty] | #VALUE! | #VALUE! | #VALUE! | 2.82 | Second class teak wood | item no.183 | 65 | sqm
2.83 | Providing and fixing fly proof stainless steel grade 304 wire gauge, to windows and clerestory windows using wire gauge with average width of aperture 1.4 mm in both directions with wire of dia. 0.50 mm all complete. | item no.184 | [52 empty] | 2.83 | Providing and fixing fly proof stainless steel grade 304 wire gauge, to windows and clerestory windows using wire gauge with average width of aperture 1.4 mm in both directions with wire of dia. 0.50 mm all complete. | item no.184
2.84 | With 2nd class teak wood beading 62X19 mm | item no.185 | 10 | sqm | 1231.26 |  |  | Excess(+) | 1 | Full Conversion | INR | [40 empty] | #VALUE! | #VALUE! | #VALUE! | 2.84 | With 2nd class teak wood beading 62X19 mm | item no.185 | 10 | sqm
2.85 | Providing and fixing stainless steel soft closing spring hinges at 0 degree hinges (hydraulic type) of approved make/brand to cupboard shutters with full threaded steel screws including making necessary recess in board and finished etc. complete as per direction of Engineer-in-charge. | item no.186 | 5 | each | 198.82 |  |  | Excess(+) | 1 | Full Conversion | INR | [40 empty] | #VALUE! | #VALUE! | #VALUE! | 2.85 | Providing and fixing stainless steel soft closing spring hinges at 0 degree hinges (hydraulic type) of approved make/brand to cupboard shutters with full threaded steel screws including making necessary recess in board and finished etc. complete as per direction of Engineer-in-charge. | item no.186 | 5 | each
2.86 | STEEL WORK | item no.187 | [52 empty] | 2.86 | STEEL WORK | item no.187
2.87 | Structural steel work in single section, fixed with or without connecting plate, including cutting, hoisting, fixing in position and applying a priming coat of approved steel primer all complete. | item no.188 | 10 | kg | 81.59 |  |  | Excess(+) | 1 | Full Conversion | INR | [40 empty] | #VALUE! | #VALUE! | #VALUE! | 2.87 | Structural steel work in single section, fixed with or without connecting plate, including cutting, hoisting, fixing in position and applying a priming coat of approved steel primer all complete. | item no.188 | 10 | kg
2.88 | Structural steel work riveted, bolted or welded in built up sections, trusses and framed work, including cutting, hoisting, fixing in position and applying a priming coat of approved steel primer all complete. | item no.189 | 100 | kg | 98.16 |  |  | Excess(+) | 1 | Full Conversion | INR | [40 empty] | #VALUE! | #VALUE! | #VALUE! | 2.88 | Structural steel work riveted, bolted or welded in built up sections, trusses and framed work, including cutting, hoisting, fixing in position and applying a priming coat of approved steel primer all complete. | item no.189 | 100 | kg
2.89 | Providing and fixing 1mm thick M.S. sheet door with frame of 40x40x6 mm angle iron and 3 mm M.S. gusset plates at the junctions and corners, all necessary fittings complete, including applying a priming coat of approved steel primer. | item no.190 | [52 empty] | 2.89 | Providing and fixing 1mm thick M.S. sheet door with frame of 40x40x6 mm angle iron and 3 mm M.S. gusset plates at the junctions and corners, all necessary fittings complete, including applying a priming coat of approved steel primer. | item no.190
2.9 | Using M.S. angels 40x40x6 mm for diagonal braces | item no.191 | 15 | sqm | 4192.15 |  |  | Excess(+) | 1 | Full Conversion | INR | [40 empty] | #VALUE! | #VALUE! | #VALUE! | 2.9 | Using M.S. angels 40x40x6 mm for diagonal braces | item no.191 | 15 | sqm
2.91 | Supplying and fixing rolling shutters of approved make, made of required size M.S. laths, interlocked together through their entire length and jointed together at the end by end locks, mounted on specially designed pipe shaft with brackets, side guides and arrangements for inside and outside locking with push and pull operation complete, including the cost of providing and fixing necessary 27.5 cm long wire springs manufactured from high tensile steel wire of adequate strength conforming to IS: 4454 - part 1 and M.S. top cover of required thickness for rolling shutters. | item no.192 | [52 empty] | 2.91 | Supplying and fixing rolling shutters of approved make, made of required size M.S. laths, interlocked together through their entire length and jointed together at the end by end locks, mounted on specially designed pipe shaft with brackets, side guides and arrangements for inside and outside locking with push and pull operation complete, including the cost of providing and fixing necessary 27.5 cm long wire springs manufactured from high tensile steel wire of adequate strength conforming to IS: 4454 - part 1 and M.S. top cover of required thickness for rolling shutters. | item no.192
2.92 | 80x1.20 mm M.S. laths with 1.20 mm thick top cover | item no.193 | 10 | sqm | 2514.95 |  |  | Excess(+) | 1 | Full Conversion | INR | [40 empty] | #VALUE! | #VALUE! | #VALUE! | 2.92 | 80x1.20 mm M.S. laths with 1.20 mm thick top cover | item no.193 | 10 | sqm
2.93 | Providing and fixing ball bearing for rolling shutters. | item no.194 | 5 | each | 371.94 |  |  | Excess(+) | 1 | Full Conversion | INR | [40 empty] | #VALUE! | #VALUE! | #VALUE! | 2.93 | Providing and fixing ball bearing for rolling shutters. | item no.194 | 5 | each
2.94 | Extra for providing mechanical device chain and crank operation for operating rolling shutters. | item no.195 | [52 empty] | 2.94 | Extra for providing mechanical device chain and crank operation for operating rolling shutters. | item no.195
2.95 | Exceeding 10.00 sqm and upto 16.80 sqm in the area | item no.196 | 0.5 | sqm | 972.12 |  |  | Excess(+) | 1 | Full Conversion | INR | [40 empty] | #VALUE! | #VALUE! | #VALUE! | 2.95 | Exceeding 10.00 sqm and upto 16.80 sqm in the area | item no.196 | 0.5 | sqm
2.96 | Exceeding 16.80 sqm in area | item no.197 | 0.5 | sqm | 972.12 |  |  | Excess(+) | 1 | Full Conversion | INR | [40 empty] | #VALUE! | #VALUE! | #VALUE! | 2.96 | Exceeding 16.80 sqm in area | item no.197 | 0.5 | sqm
2.97 | Fixing standard steel glazed doors, windows and ventilators in walls, including fixing of float glass panes with glazing clips and special metal- sash putty of approved make, or metal beading with screws, (only steel windows, glass panes cut to size and glazing clips or metal beading with screws, shall be supplied by department free of cost. | item no.198 | [52 empty] | 2.97 | Fixing standard steel glazed doors, windows and ventilators in walls, including fixing of float glass panes with glazing clips and special metal- sash putty of approved make, or metal beading with screws, (only steel windows, glass panes cut to size and glazing clips or metal beading with screws, shall be supplied by department free of cost. | item no.198
2.98 | Fixing with 15x3 mm lugs 10 cm long embedded in cement concrete block 15x10x10 cm of C.C. 1:3:6 (1 Cement : 3 coarse sand : 6 graded stone aggregate 20 mm nominal size) | item no.199 | 10 | kg | 60.81 |  |  | Excess(+) | 1 | Full Conversion | INR | [40 empty] | #VALUE! | #VALUE! | #VALUE! | 2.98 | Fixing with 15x3 mm lugs 10 cm long embedded in cement concrete block 15x10x10 cm of C.C. 1:3:6 (1 Cement : 3 coarse sand : 6 graded stone aggregate 20 mm nominal size) | item no.199 | 10 | kg
2.99 | Providing and fixing factory made ISI marked steel glazed doors, windows and ventilators, side /top /centre hung, with beading and all members such as F7D,F4B, K11 B and K12 B etc. complete of standard rolled steel sections, joints mitred and flash butt welded and sash bars tenoned and riveted, including providing and fixing of hinges, pivots, including priming coat of approved steel primer, but excluding the cost of other fittings, complete all as per approved design, (sectional weight of only steel members shall be measured for payment). | item no.200 | [52 empty] | 2.99 | Providing and fixing factory made ISI marked steel glazed doors, windows and ventilators, side /top /centre hung, with beading and all members such as F7D,F4B, K11 B and K12 B etc. complete of standard rolled steel sections, joints mitred and flash butt welded and sash bars tenoned and riveted, including providing and fixing of hinges, pivots, including priming coat of approved steel primer, but excluding the cost of other fittings, complete all as per approved design, (sectional weight of only steel members shall be measured for payment). | item no.200
3 | Fixing with 15x3 mm lugs 10 cm long embedded in cement concrete block 15x10x10 cm of C.C. 1:3:6 (1 Cement : 3 coarse sand : 6 graded stone aggregate 20 mm nominal size) | item no.201 | 10 | kg | 154.01 |  |  | Excess(+) | 1 | Full Conversion | INR | [40 empty] | #VALUE! | #VALUE! | #VALUE! | 3 | Fixing with 15x3 mm lugs 10 cm long embedded in cement concrete block 15x10x10 cm of C.C. 1:3:6 (1 Cement : 3 coarse sand : 6 graded stone aggregate 20 mm nominal size) | item no.201 | 10 | kg
3.01 | Providing and fixing T-iron frames for doors, windows and ventilators of mild steel Tee-sections, joints mitred and welded, including fixing of necessary butt hinges and screws and applying a priming coat of approved steel primer. | item no.202 | [52 empty] | 3.01 | Providing and fixing T-iron frames for doors, windows and ventilators of mild steel Tee-sections, joints mitred and welded, including fixing of necessary butt hinges and screws and applying a priming coat of approved steel primer. | item no.202
3.02 | Fixing with 15x3 mm lugs 10 cm long embedded in cement concrete block 15x10x10 cm of C.C. 1:3:6 (1 Cement : 3 coarse sand : 6 graded stone aggregate 20 mm nominal size). | item no.203 | 10 | kg | 100.53 |  |  | Excess(+) | 1 | Full Conversion | INR | [40 empty] | #VALUE! | #VALUE! | #VALUE! | 3.02 | Fixing with 15x3 mm lugs 10 cm long embedded in cement concrete block 15x10x10 cm of C.C. 1:3:6 (1 Cement : 3 coarse sand : 6 graded stone aggregate 20 mm nominal size). | item no.203 | 10 | kg
3.03 | Welding by gas or electric plant including transportation of plant at site etc. complete. | item no.204 | 300 | cm | 2.98 |  |  | Excess(+) | 1 | Full Conversion | INR | [40 empty] | #VALUE! | #VALUE! | #VALUE! | 3.03 | Welding by gas or electric plant including transportation of plant at site etc. complete. | item no.204 | 300 | cm
3.04 | Steel work welded in built up sections/ framed work, including cutting, hoisting, fixing in position and applying a priming coat of approved steel primer using structural steel etc. as required. | item no.205 | [52 empty] | 3.04 | Steel work welded in built up sections/ framed work, including cutting, hoisting, fixing in position and applying a priming coat of approved steel primer using structural steel etc. as required. | item no.205
3.05 | In gratings, frames, guard bar, ladder, railings, brackets, gates and similar works | item no.206 | 200 | kg | 124.77 |  |  | Excess(+) | 1 | Full Conversion | INR | [40 empty] | #VALUE! | #VALUE! | #VALUE! | 3.05 | In gratings, frames, guard bar, ladder, railings, brackets, gates and similar works | item no.206 | 200 | kg
3.06 | Providing and fixing hand rail of approved size by welding etc. to steel ladder railing, balcony railing, staircase railing and similar works, including applying priming coat of approved steel primer. | item no.207 | [52 empty] | 3.06 | Providing and fixing hand rail of approved size by welding etc. to steel ladder railing, balcony railing, staircase railing and similar works, including applying priming coat of approved steel primer. | item no.207
3.07 | M.S. tube | item no.208 | 25 | kg | 137.79 |  |  | Excess(+) | 1 | Full Conversion | INR | [40 empty] | #VALUE! | #VALUE! | #VALUE! | 3.07 | M.S. tube | item no.208 | 25 | kg
3.08 | Providing and fixing carbon steel galvanised ( minimum coating 5 micron) dash fastener of 10 mm dia double threaded 6.8 grade (yield strength 480 N/mm2), counter sunk head, comprising of 10 mm dia polyamide PA 6 grade sleeve, including drilling of hole in frame , concrete/ masonry, etc. as per direction of Engineer-in-charge. | item no.209 | [52 empty] | 3.08 | Providing and fixing carbon steel galvanised ( minimum coating 5 micron) dash fastener of 10 mm dia double threaded 6.8 grade (yield strength 480 N/mm2), counter sunk head, comprising of 10 mm dia polyamide PA 6 grade sleeve, including drilling of hole in frame , concrete/ masonry, etc. as per direction of Engineer-in-charge. | item no.209
3.09 | 10 x 60 mm | item no.210 | 2 | each | 97.94 |  |  | Excess(+) | 1 | Full Conversion | INR | [40 empty] | #VALUE! | #VALUE! | #VALUE! | 3.09 | 10 x 60 mm | item no.210 | 2 | each
3.1 | 10 x 80 mm | item no.211 | 2 | each | 102.85 |  |  | Excess(+) | 1 | Full Conversion | INR | [40 empty] | #VALUE! | #VALUE! | #VALUE! | 3.1 | 10 x 80 mm | item no.211 | 2 | each
3.11 | 10 x 120 mm | item no.212 | 10 | each | 126.79 |  |  | Excess(+) | 1 | Full Conversion | INR | [40 empty] | #VALUE! | #VALUE! | #VALUE! | 3.11 | 10 x 120 mm | item no.212 | 10 | each
3.12 | 10 x 140 mm | item no.213 | 10 | each | 137.09 |  |  | Excess(+) | 1 | Full Conversion | INR | [40 empty] | #VALUE! | #VALUE! | #VALUE! | 3.12 | 10 x 140 mm | item no.213 | 10 | each
3.13 | 10 x 160 mm | item no.214 | 5 | each | 168.3 |  |  | Excess(+) | 1 | Full Conversion | INR | [40 empty] | #VALUE! | #VALUE! | #VALUE! | 3.13 | 10 x 160 mm | item no.214 | 5 | each
3.14 | Providing & fixing fly proof wire gauze to windows, clerestory windows & doors with M.S. Flat 15x3 mm and nuts & bolts complete. | item no.215 | [52 empty] | 3.14 | Providing & fixing fly proof wire gauze to windows, clerestory windows & doors with M.S. Flat 15x3 mm and nuts & bolts complete. | item no.215
3.15 | Galvanised M.S. Wire gauze with 0.63 mm dia wire and 1.4 mm aperture on both sides | item no.216 | 1 | sqm | 642 |  |  | Excess(+) | 1 | Full Conversion | INR | [40 empty] | #VALUE! | #VALUE! | #VALUE! | 3.15 | Galvanised M.S. Wire gauze with 0.63 mm dia wire and 1.4 mm aperture on both sides | item no.216 | 1 | sqm
3.16 | Stainless steel (grade 304) wire gauze of 0.5 mm dia wire and 1.4 mm aperture on both sides | item no.217 | 1 | sqm | 851.86 |  |  | Excess(+) | 1 | Full Conversion | INR | [40 empty] | #VALUE! | #VALUE! | #VALUE! | 3.16 | Stainless steel (grade 304) wire gauze of 0.5 mm dia wire and 1.4 mm aperture on both sides | item no.217 | 1 | sqm
3.17 | Providing & fixing glass panes with putty and glazing clips in steel doors, windows, clerestory windows, all complete with : | item no.218 | [52 empty] | 3.17 | Providing & fixing glass panes with putty and glazing clips in steel doors, windows, clerestory windows, all complete with : | item no.218
3.18 | 4.0 mm thick glass panes (weights not less than 10 kg/ sqm) | item no.219 | 3 | sqm | 824.46 |  |  | Excess(+) | 1 | Full Conversion | INR | [40 empty] | #VALUE! | #VALUE! | #VALUE! | 3.18 | 4.0 mm thick glass panes (weights not less than 10 kg/ sqm) | item no.219 | 3 | sqm
3.19 | 5.0 mm thick glass panes (weights not less than 12.50 kg/ sqm) | item no.220 | 3 | sqm | 1090.31 |  |  | Excess(+) | 1 | Full Conversion | INR | [40 empty] | #VALUE! | #VALUE! | #VALUE! | 3.19 | 5.0 mm thick glass panes (weights not less than 12.50 kg/ sqm) | item no.220 | 3 | sqm
3.2 | Providing and fixing angle iron frames for doors, windows and ventilators of mild steel angle sections of size 35x35x5 mm, joints mitred and welded by angle iron 35x35x5 mm or 35x 5 mm flat pieces to the existing T-iron frame or to the wall with dash fastener, including fixing of necessary butt hinges and screws and applying a priming coat of approved steel primer, all complete as per the direction of Engineer-In-charge. | item no.221 | 5 | kg | 90.93 |  |  | Excess(+) | 1 | Full Conversion | INR | [40 empty] | #VALUE! | #VALUE! | #VALUE! | 3.2 | Providing and fixing angle iron frames for doors, windows and ventilators of mild steel angle sections of size 35x35x5 mm, joints mitred and welded by angle iron 35x35x5 mm or 35x 5 mm flat pieces to the existing T-iron frame or to the wall with dash fastener, including fixing of necessary butt hinges and screws and applying a priming coat of approved steel primer, all complete as per the direction of Engineer-In-charge. | item no.221 | 5 | kg
3.21 | FLOORING | item no.222 | [52 empty] | 3.21 | FLOORING | item no.222
3.22 | Brick on edge flooring with bricks of class designation 7.5 on a bed of 12 mm cement mortar, including filling the joints with same mortar, with common burnt clay non modular bricks: | item no.223 | [52 empty] | 3.22 | Brick on edge flooring with bricks of class designation 7.5 on a bed of 12 mm cement mortar, including filling the joints with same mortar, with common burnt clay non modular bricks: | item no.223
3.23 | 1:6 (1cement : 6 coarse sand) | item no.224 | 30 | sqm | 787.55 |  |  | Excess(+) | 1 | Full Conversion | INR | [40 empty] | #VALUE! | #VALUE! | #VALUE! | 3.23 | 1:6 (1cement : 6 coarse sand) | item no.224 | 30 | sqm
3.24 | Cement concrete flooring 1:2:4 (1 cement : 2 coarse sand : 4 graded stone aggregate) finished with a floating coat of neat cement, including cement slurry, but excluding the cost of nosing of steps etc. complete. | item no.225 | [52 empty] | 3.24 | Cement concrete flooring 1:2:4 (1 cement : 2 coarse sand : 4 graded stone aggregate) finished with a floating coat of neat cement, including cement slurry, but excluding the cost of nosing of steps etc. complete. | item no.225
3.25 | 40 mm thick with 20 mm nominal size stone aggregate | item no.226 | 120 | sqm | 477.86 |  |  | Excess(+) | 1 | Full Conversion | INR | [40 empty] | #VALUE! | #VALUE! | #VALUE! | 3.25 | 40 mm thick with 20 mm nominal size stone aggregate | item no.226 | 120 | sqm
3.26 | Cement plaster skirting up to 30 cm height, with cement mortar 1:3 (1 cement : 3 coarse sand), finished with a floating coat of neat cement. | item no.227 | [52 empty] | 3.26 | Cement plaster skirting up to 30 cm height, with cement mortar 1:3 (1 cement : 3 coarse sand), finished with a floating coat of neat cement. | item no.227
3.27 | 18 mm thick | item no.228 | 10 | sqm | 500.44 |  |  | Excess(+) | 1 | Full Conversion | INR | [40 empty] | #VALUE! | #VALUE! | #VALUE! | 3.27 | 18 mm thick | item no.228 | 10 | sqm
3.28 | Cement concrete pavement with 1:2:4 (1 cement : 2 coarse sand : 4 graded stone aggregate 20 mm nominal size), including finishing complete. | item no.229 | 5 | cum | 6978.21 |  |  | Excess(+) | 1 | Full Conversion | INR | [40 empty] | #VALUE! | #VALUE! | #VALUE! | 3.28 | Cement concrete pavement with 1:2:4 (1 cement : 2 coarse sand : 4 graded stone aggregate 20 mm nominal size), including finishing complete. | item no.229 | 5 | cum
3.29 | 40 mm thick marble chips flooring rubbed and polished to granolithic finish, under layer 34 mm thick cement concrete 1:2:4 (1 cement : 2 coarse sand : 4 graded stone aggregate 12.5 mm nominal size) and top layer 6mm thick with white, black, chocolate, grey, yellow or green marble chips of sizes from 1 mm to 4 mm nominal size, laid in cement marble powder mix 3:1 (3 cement : 1 marble powder) by weight in proportion of 4:7 (4 cement marble powder mix : 7 marble chips) by volume, including cement slurry etc. complete : | item no.230 | [52 empty] | 3.29 | 40 mm thick marble chips flooring rubbed and polished to granolithic finish, under layer 34 mm thick cement concrete 1:2:4 (1 cement : 2 coarse sand : 4 graded stone aggregate 12.5 mm nominal size) and top layer 6mm thick with white, black, chocolate, grey, yellow or green marble chips of sizes from 1 mm to 4 mm nominal size, laid in cement marble powder mix 3:1 (3 cement : 1 marble powder) by weight in proportion of 4:7 (4 cement marble powder mix : 7 marble chips) by volume, including cement slurry etc. complete : | item no.230
3.3 | Medium shade pigment with 50% white cement and 50% ordinary cement | item no.231 | 10 | sqm | 814.56 |  |  | Excess(+) | 1 | Full Conversion | INR | [40 empty] | #VALUE! | #VALUE! | #VALUE! | 3.3 | Medium shade pigment with 50% white cement and 50% ordinary cement | item no.231 | 10 | sqm
3.31 | 40 mm thick marble chips flooring, rubbed and polished to granolithic finish, under layer 31 mm thick cement concrete 1:2:4 (1 cement : 2 coarse sand : 4 graded stone aggregate 12.5 mm nominal size) and top layer 9 mm thick with white, black, chocolate, grey, yellow or green marble chips of sizes from 4 mm to 7 mm nominal size, laid in cement marble powder mix 3:1 (3 cement : 1 marble powder) by weight in proportion of 4:7 (4 cement marble powder : 7 marble chips) by volume, including cement slurry etc. complete. | item no.232 | [52 empty] | 3.31 | 40 mm thick marble chips flooring, rubbed and polished to granolithic finish, under layer 31 mm thick cement concrete 1:2:4 (1 cement : 2 coarse sand : 4 graded stone aggregate 12.5 mm nominal size) and top layer 9 mm thick with white, black, chocolate, grey, yellow or green marble chips of sizes from 4 mm to 7 mm nominal size, laid in cement marble powder mix 3:1 (3 cement : 1 marble powder) by weight in proportion of 4:7 (4 cement marble powder : 7 marble chips) by volume, including cement slurry etc. complete. | item no.232
3.32 | Medium shade pigment with 50% white cement and 50% ordinary cement | item no.233 | 5 | sqm | 811.79 |  |  | Excess(+) | 1 | Full Conversion | INR | [40 empty] | #VALUE! | #VALUE! | #VALUE! | 3.32 | Medium shade pigment with 50% white cement and 50% ordinary cement | item no.233 | 5 | sqm
3.33 | Providing and fixing glass strips in joints of terrazo/ cement concrete floors. | item no.234 | [52 empty] | 3.33 | Providing and fixing glass strips in joints of terrazo/ cement concrete floors. | item no.234
3.34 | 40 mm wide and 4 mm thick | item no.235 | 300 | metre | 69.71 |  |  | Excess(+) | 1 | Full Conversion | INR | [40 empty] | #VALUE! | #VALUE! | #VALUE! | 3.34 | 40 mm wide and 4 mm thick | item no.235 | 300 | metre
3.35 | Kota stone slab flooring over 20 mm (average) thick base laid over and jointed with grey cement slurry mixed with pigment to match the shade of the slab, including rubbing and polishing complete with base of cement mortar 1 : 4 (1 cement : 4 coarse sand) : | item no.236 | [52 empty] | 3.35 | Kota stone slab flooring over 20 mm (average) thick base laid over and jointed with grey cement slurry mixed with pigment to match the shade of the slab, including rubbing and polishing complete with base of cement mortar 1 : 4 (1 cement : 4 coarse sand) : | item no.236
3.36 | 25 mm thick | item no.237 | 5 | sqm | 1496.36 |  |  | Excess(+) | 1 | Full Conversion | INR | [40 empty] | #VALUE! | #VALUE! | #VALUE! | 3.36 | 25 mm thick | item no.237 | 5 | sqm
3.37 | Kota stone slabs 20 mm thick in risers of steps, skirting, dado and pillars laid on 12 mm (average) thick cement mortar 1:3 (1 cement: 3 coarse sand) and jointed with grey cement slurry mixed with pigment to match the shade of the slabs, including rubbing and polishing complete. | item no.238 | 5 | sqm | 1787.42 |  |  | Excess(+) | 1 | Full Conversion | INR | [40 empty] | #VALUE! | #VALUE! | #VALUE! | 3.37 | Kota stone slabs 20 mm thick in risers of steps, skirting, dado and pillars laid on 12 mm (average) thick cement mortar 1:3 (1 cement: 3 coarse sand) and jointed with grey cement slurry mixed with pigment to match the shade of the slabs, including rubbing and polishing complete. | item no.238 | 5 | sqm
3.38 | Providing and laying Ceramic glazed floor tiles of size 300x300 mm (thickness to be specified by the manufacturer) of 1st quality conforming to IS : 15622 of approved make in colours such as White, Ivory, Grey, Fume Red Brown, laid on 20 mm thick cement mortar 1:4 (1 Cement : 4 Coarse sand), Jointing with grey cement slurry @ 3.3 kg/sqm including pointing the joints with white cement and matching pigment etc., complete. | item no.239 | 10 | sqm | 820.34 |  |  | Excess(+) | 1 | Full Conversion | INR | [40 empty] | #VALUE! | #VALUE! | #VALUE! | 3.38 | Providing and laying Ceramic glazed floor tiles of size 300x300 mm (thickness to be specified by the manufacturer) of 1st quality conforming to IS : 15622 of approved make in colours such as White, Ivory, Grey, Fume Red Brown, laid on 20 mm thick cement mortar 1:4 (1 Cement : 4 Coarse sand), Jointing with grey cement slurry @ 3.3 kg/sqm including pointing the joints with white cement and matching pigment etc., complete. | item no.239 | 10 | sqm
3.39 | Providing and fixing 1st quality ceramic glazed floor tiles conforming to IS : 15622 (thickness to be specified by the manufacturer ) of approved make in all colours, shades except burgundy, bottle green, black of any size as approved by Engineer-in-Charge in skirting, risers of steps and dados over 12 mm thick bed of cement Mortar 1:3 (1 cement: 3 coarse sand) and jointing with grey cement slurry @ 3.3kg per sqm including pointing in white cement mixed with pigment of matching shade complete. | item no.240 | 40 | sqm | 822.88 |  |  | Excess(+) | 1 | Full Conversion | INR | [40 empty] | #VALUE! | #VALUE! | #VALUE! | 3.39 | Providing and fixing 1st quality ceramic glazed floor tiles conforming to IS : 15622 (thickness to be specified by the manufacturer ) of approved make in all colours, shades except burgundy, bottle green, black of any size as approved by Engineer-in-Charge in skirting, risers of steps and dados over 12 mm thick bed of cement Mortar 1:3 (1 cement: 3 coarse sand) and jointing with grey cement slurry @ 3.3kg per sqm including pointing in white cement mixed with pigment of matching shade complete. | item no.240 | 40 | sqm
3.4 | Providing and laying vitrified floor tiles in different sizes (thickness to be specified by the manufacturer) with water absorption less than 0.08% and conforming to IS: 15622, of approved make, in all colours and shades, laid on 20mm thick cement mortar 1:4 (1 cement : 4 coarse sand), jointing with grey cement slurry @ 3.3 kg/ sqm including grouting the joints with white cement and matching pigments etc., complete. | item no.241 | [52 empty] | 3.4 | Providing and laying vitrified floor tiles in different sizes (thickness to be specified by the manufacturer) with water absorption less than 0.08% and conforming to IS: 15622, of approved make, in all colours and shades, laid on 20mm thick cement mortar 1:4 (1 cement : 4 coarse sand), jointing with grey cement slurry @ 3.3 kg/ sqm including grouting the joints with white cement and matching pigments etc., complete. | item no.241
3.41 | Size of Tile 600x600 mm | item no.242 | 50 | sqm | 1242.13 |  |  | Excess(+) | 1 | Full Conversion | INR | [40 empty] | #VALUE! | #VALUE! | #VALUE! | 3.41 | Size of Tile 600x600 mm | item no.242 | 50 | sqm
3.42 | Providing and laying Vitrified tiles in floor in different sizes (thickness to be specified by the manufacturer) with water absorption less than 0.08% and conforming to IS:15622, of approved brand & manufacturer, in all colours and shade, laid on 20 mm thick cement mortar 1:4 (1 cement: 4 coarse sand) jointing with grey cement slurry @3.3 kg/sqm including grouting the joints with white cement and matching pigments etc. The tiles must be cut with the zero chipping diamond cutter only . Laying of tiles will be done with the notch trowel, plier, wedge, clips of required thickness, leveling system and rubber mallet for placing the tiles gently and easily. | item no.243 | [52 empty] | 3.42 | Providing and laying Vitrified tiles in floor in different sizes (thickness to be specified by the manufacturer) with water absorption less than 0.08% and conforming to IS:15622, of approved brand & manufacturer, in all colours and shade, laid on 20 mm thick cement mortar 1:4 (1 cement: 4 coarse sand) jointing with grey cement slurry @3.3 kg/sqm including grouting the joints with white cement and matching pigments etc. The tiles must be cut with the zero chipping diamond cutter only . Laying of tiles will be done with the notch trowel, plier, wedge, clips of required thickness, leveling system and rubber mallet for placing the tiles gently and easily. | item no.243
3.43 | Double charge vitrified tile polished finish of size | item no.244 | [52 empty] | 3.43 | Double charge vitrified tile polished finish of size | item no.244
3.44 | Size of Tile 600 x 600 mm | item no.245 | 200 | sqm | 1128.1 |  |  | Excess(+) | 1 | Full Conversion | INR | [40 empty] | #VALUE! | #VALUE! | #VALUE! | 3.44 | Size of Tile 600 x 600 mm | item no.245 | 200 | sqm
3.45 | Glazed Vitrified tiles Matt/Antiskid finish of size | item no.246 | [52 empty] | 3.45 | Glazed Vitrified tiles Matt/Antiskid finish of size | item no.246
3.46 | Size of Tile 600 x 600 mm | item no.247 | 45 | sqm | 1149.54 |  |  | Excess(+) | 1 | Full Conversion | INR | [40 empty] | #VALUE! | #VALUE! | #VALUE! | 3.46 | Size of Tile 600 x 600 mm | item no.247 | 45 | sqm
3.47 | Providing and laying Vitrified tiles in different sizes (thickness to be specified by manufacturer), with water absorption less than 0.08 % and conforming to I.S. 15622, of approved make, in all colours & shade, in skirting, riser of steps, over 12 mm thick bed of cement mortar 1:3 (1 cement: 3 coarse sand), jointing with grey cement slurry @ 3.3 kg/ sqm including grouting the joint with white cement & matching pigments etc. complete. | item no.248 | [52 empty] | 3.47 | Providing and laying Vitrified tiles in different sizes (thickness to be specified by manufacturer), with water absorption less than 0.08 % and conforming to I.S. 15622, of approved make, in all colours & shade, in skirting, riser of steps, over 12 mm thick bed of cement mortar 1:3 (1 cement: 3 coarse sand), jointing with grey cement slurry @ 3.3 kg/ sqm including grouting the joint with white cement & matching pigments etc. complete. | item no.248
3.48 | Size of Tile 600x600 mm | item no.249 | 25 | sqm | 1285.84 |  |  | Excess(+) | 1 | Full Conversion | INR | [40 empty] | #VALUE! | #VALUE! | #VALUE! | 3.48 | Size of Tile 600x600 mm | item no.249 | 25 | sqm
3.49 | Providing and laying Vitrified tiles in different sizes (thickness to be specified by the manufacturer), with water absorption less than 0.08% and conforming to IS: 15622, of approved brand & manufacturer, in all colours and shade, in skirting, riser of steps, laid with cement based high polymer modified quick set tile adhesive (water based) conforming to IS: 15477, in average 6 mm thickness, including grouting of joints (Payment for grouting of joints to be made separately). | item no.250 | [52 empty] | 3.49 | Providing and laying Vitrified tiles in different sizes (thickness to be specified by the manufacturer), with water absorption less than 0.08% and conforming to IS: 15622, of approved brand & manufacturer, in all colours and shade, in skirting, riser of steps, laid with cement based high polymer modified quick set tile adhesive (water based) conforming to IS: 15477, in average 6 mm thickness, including grouting of joints (Payment for grouting of joints to be made separately). | item no.250
3.5 | Size of Tile 600x600 mm | item no.251 | 5 | sqm | 1469.66 |  |  | Excess(+) | 1 | Full Conversion | INR | [40 empty] | #VALUE! | #VALUE! | #VALUE! | 3.5 | Size of Tile 600x600 mm | item no.251 | 5 | sqm
3.51 | Providing and laying Vitrified tiles in floor with different sizes (thickness to be specified by the manufacturer), with water absorption less than 0.08% and conforming to IS:15622, of approved brand & manufacturer, in all colours and shade, laid with cement based high polymer modified quick set tile adhesive (water based) conforming to IS : 15477, in average 6 mm thickness, including grouting of joints (Payment for grouting of joints to be made separately). | item no.252 | [52 empty] | 3.51 | Providing and laying Vitrified tiles in floor with different sizes (thickness to be specified by the manufacturer), with water absorption less than 0.08% and conforming to IS:15622, of approved brand & manufacturer, in all colours and shade, laid with cement based high polymer modified quick set tile adhesive (water based) conforming to IS : 15477, in average 6 mm thickness, including grouting of joints (Payment for grouting of joints to be made separately). | item no.252
3.52 | Size of Tile 600x600 mm | item no.253 | 5 | sqm | 1348.01 |  |  | Excess(+) | 1 | Full Conversion | INR | [40 empty] | #VALUE! | #VALUE! | #VALUE! | 3.52 | Size of Tile 600x600 mm | item no.253 | 5 | sqm
3.53 | ROOFING | item no.254 | [52 empty] | 3.53 | ROOFING | item no.254
3.54 | Providing corrugated G.S. sheet roofing including vertical / curved surface fixed with polymer coated J or L hooks, bolts and nuts 8 mm diameter with bitumen and G.I. limpet washers or with G.I. limpet washers filled with white lead, including a coat of approved steel primer and two coats of approved paint on overlapping of sheets complete (up to any pitch in horizontal/ vertical or curved surfaces), excluding the cost of purlins, rafters and trusses and including cutting to size and shape wherever required. | item no.255 | [52 empty] | 3.54 | Providing corrugated G.S. sheet roofing including vertical / curved surface fixed with polymer coated J or L hooks, bolts and nuts 8 mm diameter with bitumen and G.I. limpet washers or with G.I. limpet washers filled with white lead, including a coat of approved steel primer and two coats of approved paint on overlapping of sheets complete (up to any pitch in horizontal/ vertical or curved surfaces), excluding the cost of purlins, rafters and trusses and including cutting to size and shape wherever required. | item no.255
3.55 | 0.63 mm thick with zinc coating not less than 275 gm/ m² | item no.256 | 40 | sqm | 857.52 |  |  | Excess(+) | 1 | Full Conversion | INR | [40 empty] | #VALUE! | #VALUE! | #VALUE! | 3.55 | 0.63 mm thick with zinc coating not less than 275 gm/ m² | item no.256 | 40 | sqm
3.56 | Extra for straight cutting in C.G.S. sheet roofing for making opening of area exceeding 40 sq. decimeter for chimney stacks, sky light etc.: | item no.257 | [52 empty] | 3.56 | Extra for straight cutting in C.G.S. sheet roofing for making opening of area exceeding 40 sq. decimeter for chimney stacks, sky light etc.: | item no.257
3.57 | 0.80 mm thick | item no.258 | 5 | metre | 67.08 |  |  | Excess(+) | 1 | Full Conversion | INR | [40 empty] | #VALUE! | #VALUE! | #VALUE! | 3.57 | 0.80 mm thick | item no.258 | 5 | metre
3.58 | Extra for providing and fixing wind ties of 40x 6 mm flat iron section. | item no.259 | 10 | metre | 143.49 |  |  | Excess(+) | 1 | Full Conversion | INR | [40 empty] | #VALUE! | #VALUE! | #VALUE! | 3.58 | Extra for providing and fixing wind ties of 40x 6 mm flat iron section. | item no.259 | 10 | metre
3.59 | 10 cm thick (average) mud phaska of damped brick earth on roofs laid to slope consolidated and plastered with 25 mm thick mud mortar mixed with bhusa @ 35 kg per cum of earth and gobri leaping with mix 1:1 (1 clay : 1 cow dung) and covered with flat tile bricks, grouted with cement mortar 1:3 (1 cement : 3 fine sand) mixed with 2% of integral water proofing compound by weight of cement and finished neat: | item no.260 | [52 empty] | 3.59 | 10 cm thick (average) mud phaska of damped brick earth on roofs laid to slope consolidated and plastered with 25 mm thick mud mortar mixed with bhusa @ 35 kg per cum of earth and gobri leaping with mix 1:1 (1 clay : 1 cow dung) and covered with flat tile bricks, grouted with cement mortar 1:3 (1 cement : 3 fine sand) mixed with 2% of integral water proofing compound by weight of cement and finished neat: | item no.260
3.6 | With common burnt clay F.P.S.(non modular) brick tile of class designation 10 | item no.261 | 0.1 | sqm | 794.21 |  |  | Excess(+) | 1 | Full Conversion | INR | [40 empty] | #VALUE! | #VALUE! | #VALUE! | 3.6 | With common burnt clay F.P.S.(non modular) brick tile of class designation 10 | item no.261 | 0.1 | sqm
3.61 | Providing and laying brick tiles over mumty roofs, grouted with cement mortar 1:3 (1 cement : 3 fine sand) mixed with 2% of integral water proofing compound by weight of cement, over 12 mm layer of cement mortar 1:3 (1 cement : 3 fine sand) and finished neat: | item no.262 | [52 empty] | 3.61 | Providing and laying brick tiles over mumty roofs, grouted with cement mortar 1:3 (1 cement : 3 fine sand) mixed with 2% of integral water proofing compound by weight of cement, over 12 mm layer of cement mortar 1:3 (1 cement : 3 fine sand) and finished neat: | item no.262
3.62 | With common burnt clay F.P.S. (non modular) brick tiles of class designation 10 | item no.263 | 0.9 | sqm | 481.41 |  |  | Excess(+) | 1 | Full Conversion | INR | [40 empty] | #VALUE! | #VALUE! | #VALUE! | 3.62 | With common burnt clay F.P.S. (non modular) brick tiles of class designation 10 | item no.263 | 0.9 | sqm
3.63 | Providing gola 75x75 mm in cement concrete 1:2:4 (1 cement : 2 coarse sand : 4 stone aggregate 10 mm and down gauge), including finishing with cement mortar 1:3 (1 cement : 3 fine sand) as per standard design : | item no.264 | [52 empty] | 3.63 | Providing gola 75x75 mm in cement concrete 1:2:4 (1 cement : 2 coarse sand : 4 stone aggregate 10 mm and down gauge), including finishing with cement mortar 1:3 (1 cement : 3 fine sand) as per standard design : | item no.264
3.64 | In 75x75 mm deep chase | item no.265 | 30 | metre | 228.15 |  |  | Excess(+) | 1 | Full Conversion | INR | [40 empty] | #VALUE! | #VALUE! | #VALUE! | 3.64 | In 75x75 mm deep chase | item no.265 | 30 | metre
3.65 | Making khurras 45x45 cm with average minimum thickness of 5 cm cement concrete 1:2:4 (1 cement : 2 coarse sand : 4 graded stone aggregate of 20 mm nominal size) over P.V.C. sheet 1 m x1 m x 400 micron, finished with 12 mm cement plaster 1:3 (1 cement : 3 coarse sand) and a coat of neat cement, rounding the edges and making and finishing the outlet complete. | item no.266 | 12 | each | 233.76 |  |  | Excess(+) | 1 | Full Conversion | INR | [40 empty] | #VALUE! | #VALUE! | #VALUE! | 3.65 | Making khurras 45x45 cm with average minimum thickness of 5 cm cement concrete 1:2:4 (1 cement : 2 coarse sand : 4 graded stone aggregate of 20 mm nominal size) over P.V.C. sheet 1 m x1 m x 400 micron, finished with 12 mm cement plaster 1:3 (1 cement : 3 coarse sand) and a coat of neat cement, rounding the edges and making and finishing the outlet complete. | item no.266 | 12 | each
3.66 | Providing and fixing on wall face unplasticised Rigid PVC rain water pipes conforming to IS : 13592 Type A, including jointing with seal ring conforming to IS : 5382, leaving 10 mm gap for thermal expansion, (i) Single socketed pipes. | item no.267 | [52 empty] | 3.66 | Providing and fixing on wall face unplasticised Rigid PVC rain water pipes conforming to IS : 13592 Type A, including jointing with seal ring conforming to IS : 5382, leaving 10 mm gap for thermal expansion, (i) Single socketed pipes. | item no.267
3.67 | 75 mm diameter | item no.268 | 5 | metre | 186.76 |  |  | Excess(+) | 1 | Full Conversion | INR | [40 empty] | #VALUE! | #VALUE! | #VALUE! | 3.67 | 75 mm diameter | item no.268 | 5 | metre
3.68 | 110 mm diameter | item no.269 | 50 | metre | 280.36 |  |  | Excess(+) | 1 | Full Conversion | INR | [40 empty] | #VALUE! | #VALUE! | #VALUE! | 3.68 | 110 mm diameter | item no.269 | 50 | metre
3.69 | Providing and fixing on wall face unplasticised - PVC moulded fittings/ accessories for unplasticised Rigid PVC rain water pipes conforming to IS : 13592 Type A, including jointing with seal ring conforming to IS : 5382, leaving 10 mm gap for thermal expansion. | item no.270 | [52 empty] | 3.69 | Providing and fixing on wall face unplasticised - PVC moulded fittings/ accessories for unplasticised Rigid PVC rain water pipes conforming to IS : 13592 Type A, including jointing with seal ring conforming to IS : 5382, leaving 10 mm gap for thermal expansion. | item no.270
3.7 | Coupler | item no.271 | [52 empty] | 3.7 | Coupler | item no.271
3.71 | 75 mm | item no.272 | 5 | each | 69.97 |  |  | Excess(+) | 1 | Full Conversion | INR | [40 empty] | #VALUE! | #VALUE! | #VALUE! | 3.71 | 75 mm | item no.272 | 5 | each
3.72 | 110 mm | item no.273 | 10 | each | 105.17 |  |  | Excess(+) | 1 | Full Conversion | INR | [40 empty] | #VALUE! | #VALUE! | #VALUE! | 3.72 | 110 mm | item no.273 | 10 | each
3.73 | Single pushfit Coupler | item no.274 | [52 empty] | 3.73 | Single pushfit Coupler | item no.274
3.74 | 75 mm | item no.275 | 5 | each | 69.97 |  |  | Excess(+) | 1 | Full Conversion | INR | [40 empty] | #VALUE! | #VALUE! | #VALUE! | 3.74 | 75 mm | item no.275 | 5 | each
3.75 | 110 mm | item no.276 | 10 | each | 96.98 |  |  | Excess(+) | 1 | Full Conversion | INR | [40 empty] | #VALUE! | #VALUE! | #VALUE! | 3.75 | 110 mm | item no.276 | 10 | each
3.76 | Single tee with door | item no.277 | [52 empty] | 3.76 | Single tee with door | item no.277
3.77 | 75x75x75 mm | item no.278 | 5 | each | 124.11 |  |  | Excess(+) | 1 | Full Conversion | INR | [40 empty] | #VALUE! | #VALUE! | #VALUE! | 3.77 | 75x75x75 mm | item no.278 | 5 | each
3.78 | 110x110x110 mm | item no.279 | 10 | each | 180.14 |  |  | Excess(+) | 1 | Full Conversion | INR | [40 empty] | #VALUE! | #VALUE! | #VALUE! | 3.78 | 110x110x110 mm | item no.279 | 10 | each
3.79 | Single tee without door | item no.280 | [52 empty] | 3.79 | Single tee without door | item no.280
3.8 | 75x75x75 mm | item no.281 | 5 | each | 108.9 |  |  | Excess(+) | 1 | Full Conversion | INR | [40 empty] | #VALUE! | #VALUE! | #VALUE! | 3.8 | 75x75x75 mm | item no.281 | 5 | each
3.81 | 110x110x110 mm | item no.282 | 10 | each | 167.25 |  |  | Excess(+) | 1 | Full Conversion | INR | [40 empty] | #VALUE! | #VALUE! | #VALUE! | 3.81 | 110x110x110 mm | item no.282 | 10 | each
3.82 | Bend 87.5° | item no.283 | [52 empty] | 3.82 | Bend 87.5° | item no.283
3.83 | 75 mm bend | item no.284 | 5 | each | 80.49 |  |  | Excess(+) | 1 | Full Conversion | INR | [40 empty] | #VALUE! | #VALUE! | #VALUE! | 3.83 | 75 mm bend | item no.284 | 5 | each
3.84 | Shoe (Plain) | item no.285 | [52 empty] | 3.84 | Shoe (Plain) | item no.285
3.85 | 75 mm Shoe | item no.286 | 5 | each | 71.11 |  |  | Excess(+) | 1 | Full Conversion | INR | [40 empty] | #VALUE! | #VALUE! | #VALUE! | 3.85 | 75 mm Shoe | item no.286 | 5 | each
3.86 | 110 mm Shoe | item no.287 | 20 | each | 101.67 |  |  | Excess(+) | 1 | Full Conversion | INR | [40 empty] | #VALUE! | #VALUE! | #VALUE! | 3.86 | 110 mm Shoe | item no.287 | 20 | each
3.87 | Providing and fixing unplasticised -PVC pipe clips of approved design to unplasticised - PVC rain water pipes by means of 50x50x50 mm hard wood plugs, screwed with M.S. screws of required length, including cutting brick work and fixing in cement mortar 1:4 (1 cement : 4 coarse sand) and making good the wall etc. complete. | item no.288 | [52 empty] | 3.87 | Providing and fixing unplasticised -PVC pipe clips of approved design to unplasticised - PVC rain water pipes by means of 50x50x50 mm hard wood plugs, screwed with M.S. screws of required length, including cutting brick work and fixing in cement mortar 1:4 (1 cement : 4 coarse sand) and making good the wall etc. complete. | item no.288
3.88 | 75 mm | item no.289 | 2 | each | 272.56 |  |  | Excess(+) | 1 | Full Conversion | INR | [40 empty] | #VALUE! | #VALUE! | #VALUE! | 3.88 | 75 mm | item no.289 | 2 | each
3.89 | 110 mm | item no.290 | 10 | each | 271.37 |  |  | Excess(+) | 1 | Full Conversion | INR | [40 empty] | #VALUE! | #VALUE! | #VALUE! | 3.89 | 110 mm | item no.290 | 10 | each
3.9 | FINISHING | item no.291 | [52 empty] | 3.9 | FINISHING | item no.291
3.91 | 12 mm cement plaster of mix : | item no.292 | [52 empty] | 3.91 | 12 mm cement plaster of mix : | item no.292
3.92 | 1:6 (1 cement: 6 fine sand) | item no.293 | 10 | sqm | 247.26 |  |  | Excess(+) | 1 | Full Conversion | INR | [40 empty] | #VALUE! | #VALUE! | #VALUE! | 3.92 | 1:6 (1 cement: 6 fine sand) | item no.293 | 10 | sqm
3.93 | 15 mm cement plaster on the rough side of single or half brick wall of mix : | item no.294 | [52 empty] | 3.93 | 15 mm cement plaster on the rough side of single or half brick wall of mix : | item no.294
3.94 | 1:6 (1 cement: 6 fine sand) | item no.295 | 10 | sqm | 284.35 |  |  | Excess(+) | 1 | Full Conversion | INR | [40 empty] | #VALUE! | #VALUE! | #VALUE! | 3.94 | 1:6 (1 cement: 6 fine sand) | item no.295 | 10 | sqm
3.95 | 12 mm cement plaster of mix : | item no.296 | [52 empty] | 3.95 | 12 mm cement plaster of mix : | item no.296
3.96 | 1:6 (1 cement: 6 coarse sand) | item no.297 | 60 | sqm | 258.09 |  |  | Excess(+) | 1 | Full Conversion | INR | [40 empty] | #VALUE! | #VALUE! | #VALUE! | 3.96 | 1:6 (1 cement: 6 coarse sand) | item no.297 | 60 | sqm
3.97 | 15 mm cement plaster on rough side of single or half brick wall of mix: | item no.298 | [52 empty] | 3.97 | 15 mm cement plaster on rough side of single or half brick wall of mix: | item no.298
3.98 | 1:6 (1 cement: 6 coarse sand) | item no.299 | 55 | sqm | 297.33 |  |  | Excess(+) | 1 | Full Conversion | INR | [40 empty] | #VALUE! | #VALUE! | #VALUE! | 3.98 | 1:6 (1 cement: 6 coarse sand) | item no.299 | 55 | sqm
3.99 | 12 mm cement plaster finished with a floating coat of neat cement of mix : | item no.300 | [52 empty] | 3.99 | 12 mm cement plaster finished with a floating coat of neat cement of mix : | item no.300
4 | 1:4 (1 cement: 4 fine sand) | item no.301 | 10 | sqm | 316.79 |  |  | Excess(+) | 1 | Full Conversion | INR | [40 empty] | #VALUE! | #VALUE! | #VALUE! | 4 | 1:4 (1 cement: 4 fine sand) | item no.301 | 10 | sqm
4.01 | 15 mm cement plaster on rough side of single or half brick wall finished with a floating coat of neat cement of mix : | item no.302 | [52 empty] | 4.01 | 15 mm cement plaster on rough side of single or half brick wall finished with a floating coat of neat cement of mix : | item no.302
4.02 | 1:4 (1 cement: 4 fine sand) | item no.303 | 75 | sqm | 356.07 |  |  | Excess(+) | 1 | Full Conversion | INR | [40 empty] | #VALUE! | #VALUE! | #VALUE! | 4.02 | 1:4 (1 cement: 4 fine sand) | item no.303 | 75 | sqm
4.03 | 6 mm cement plaster of mix : | item no.304 | [52 empty] | 4.03 | 6 mm cement plaster of mix : | item no.304
4.04 | 1:3 (1 cement : 3 fine sand) | item no.305 | 30 | sqm | 221.88 |  |  | Excess(+) | 1 | Full Conversion | INR | [40 empty] | #VALUE! | #VALUE! | #VALUE! | 4.04 | 1:3 (1 cement : 3 fine sand) | item no.305 | 30 | sqm
4.05 | 6 mm cement plaster 1:3 (1 cement : 3 fine sand) finished with a floating coat of neat cement and thick coat of Lime wash on top of walls when dry for bearing of R.C.C. slabs and beams. | item no.306 | 15 | sqm | 293.03 |  |  | Excess(+) | 1 | Full Conversion | INR | [40 empty] | #VALUE! | #VALUE! | #VALUE! | 4.05 | 6 mm cement plaster 1:3 (1 cement : 3 fine sand) finished with a floating coat of neat cement and thick coat of Lime wash on top of walls when dry for bearing of R.C.C. slabs and beams. | item no.306 | 15 | sqm
4.06 | Providing 15mm thick cement plaster of mix 1:4 (1 cement : 4 fine sand) at all levels. | item no.307 | 5 | sqm | 268.3 |  |  | Excess(+) | 1 | Full Conversion | INR | [40 empty] | #VALUE! | #VALUE! | #VALUE! | 4.06 | Providing 15mm thick cement plaster of mix 1:4 (1 cement : 4 fine sand) at all levels. | item no.307 | 5 | sqm
4.07 | Neat cement punning. | item no.308 | 45 | sqm | 59.45 |  |  | Excess(+) | 1 | Full Conversion | INR | [40 empty] | #VALUE! | #VALUE! | #VALUE! | 4.07 | Neat cement punning. | item no.308 | 45 | sqm
4.08 | Providing and applying plaster of paris putty of 2 mm thickness over plastered surface to prepare the surface even and smooth complete. | item no.309 | 5 | sqm | 187.9 |  |  | Excess(+) | 1 | Full Conversion | INR | [40 empty] | #VALUE! | #VALUE! | #VALUE! | 4.08 | Providing and applying plaster of paris putty of 2 mm thickness over plastered surface to prepare the surface even and smooth complete. | item no.309 | 5 | sqm
4.09 | Pointing on brick work or brick flooring with cement mortar 1:3 (1 cement : 3 fine sand): | item no.310 | [52 empty] | 4.09 | Pointing on brick work or brick flooring with cement mortar 1:3 (1 cement : 3 fine sand): | item no.310
4.1 | Flush / Ruled/ Struck or weathered pointing | item no.311 | 30 | sqm | 187.99 |  |  | Excess(+) | 1 | Full Conversion | INR | [40 empty] | #VALUE! | #VALUE! | #VALUE! | 4.1 | Flush / Ruled/ Struck or weathered pointing | item no.311 | 30 | sqm
4.11 | Pointing on tile brick work with cement mortar 1:3 (1 cement : 3 fine sand): | item no.312 | [52 empty] | 4.11 | Pointing on tile brick work with cement mortar 1:3 (1 cement : 3 fine sand): | item no.312
4.12 | Flush/ Ruled/ Struck or weathered pointing | item no.313 | 10 | sqm | 256.07 |  |  | Excess(+) | 1 | Full Conversion | INR | [40 empty] | #VALUE! | #VALUE! | #VALUE! | 4.12 | Flush/ Ruled/ Struck or weathered pointing | item no.313 | 10 | sqm
4.13 | Extra for pointing on walls on the outside at height more than 10 m from ground level for every additional height of 3 m or part there of. | item no.314 | 1 | sqm | 6.66 |  |  | Excess(+) | 1 | Full Conversion | INR | [40 empty] | #VALUE! | #VALUE! | #VALUE! | 4.13 | Extra for pointing on walls on the outside at height more than 10 m from ground level for every additional height of 3 m or part there of. | item no.314 | 1 | sqm
4.14 | White washing with lime to give an even shade : | item no.315 | [52 empty] | 4.14 | White washing with lime to give an even shade : | item no.315
4.15 | New work (three or more coats) | item no.316 | 100 | sqm | 28.45 |  |  | Excess(+) | 1 | Full Conversion | INR | [40 empty] | #VALUE! | #VALUE! | #VALUE! | 4.15 | New work (three or more coats) | item no.316 | 100 | sqm
4.16 | Distempering with 1st quality acrylic distemper (ready mixed) having VOC content less than 50 gms/litre, of approved manufacturer, of required shade and colour complete, as per manufacturer's specification. | item no.317 | [52 empty] | 4.16 | Distempering with 1st quality acrylic distemper (ready mixed) having VOC content less than 50 gms/litre, of approved manufacturer, of required shade and colour complete, as per manufacturer's specification. | item no.317
4.17 | Two or more coats on new work | item no.318 | 3000 | sqm | 81.32 |  |  | Excess(+) | 1 | Full Conversion | INR | [40 empty] | #VALUE! | #VALUE! | #VALUE! | 4.17 | Two or more coats on new work | item no.318 | 3000 | sqm
4.18 | Finishing walls with water proofing cement paint of required shade : | item no.319 | [52 empty] | 4.18 | Finishing walls with water proofing cement paint of required shade : | item no.319
4.19 | New work (Two or more coats applied @ 3.84 kg/10 sqm) | item no.320 | 10 | sqm | 85.58 |  |  | Excess(+) | 1 | Full Conversion | INR | [40 empty] | #VALUE! | #VALUE! | #VALUE! | 4.19 | New work (Two or more coats applied @ 3.84 kg/10 sqm) | item no.320 | 10 | sqm
4.2 | Finishing walls with Acrylic Smooth exterior paint of required shade : | item no.321 | [52 empty] | 4.2 | Finishing walls with Acrylic Smooth exterior paint of required shade : | item no.321
4.21 | New work (Two or more coat applied @ 1.67 ltr/10 sqm over and including priming coat of exterior primer applied @ 2.20 kg/10 sqm) | item no.322 | 150 | sqm | 146.3 |  |  | Excess(+) | 1 | Full Conversion | INR | [40 empty] | #VALUE! | #VALUE! | #VALUE! | 4.21 | New work (Two or more coat applied @ 1.67 ltr/10 sqm over and including priming coat of exterior primer applied @ 2.20 kg/10 sqm) | item no.322 | 150 | sqm
4.22 | Finishing walls with Premium Acrylic Smooth exterior paint with Silicone additives of required shade: | item no.323 | [52 empty] | 4.22 | Finishing walls with Premium Acrylic Smooth exterior paint with Silicone additives of required shade: | item no.323
4.23 | New work (Two or more coats applied @ 1.43 ltr/10 sqm over and including priming coat of exterior primer applied @ 2.20 kg/10 sqm) | item no.324 | 25 | sqm | 142.35 |  |  | Excess(+) | 1 | Full Conversion | INR | [40 empty] | #VALUE! | #VALUE! | #VALUE! | 4.23 | New work (Two or more coats applied @ 1.43 ltr/10 sqm over and including priming coat of exterior primer applied @ 2.20 kg/10 sqm) | item no.324 | 25 | sqm
4.24 | Applying priming coat: | item no.325 | [52 empty] | 4.24 | Applying priming coat: | item no.325
4.25 | With ready mixed pink or Grey primer of approved brand and manufacture on wood work (hard and soft wood) | item no.326 | 10 | sqm | 53.88 |  |  | Excess(+) | 1 | Full Conversion | INR | [40 empty] | #VALUE! | #VALUE! | #VALUE! | 4.25 | With ready mixed pink or Grey primer of approved brand and manufacture on wood work (hard and soft wood) | item no.326 | 10 | sqm
4.26 | With ready mixed aluminium primer of approved brand and manufacture on resinous wood and plywood | item no.327 | 10 | sqm | 55.2 |  |  | Excess(+) | 1 | Full Conversion | INR | [40 empty] | #VALUE! | #VALUE! | #VALUE! | 4.26 | With ready mixed aluminium primer of approved brand and manufacture on resinous wood and plywood | item no.327 | 10 | sqm
4.27 | Finishing with Epoxy paint (two or more coats) at all locations prepared and applied as per manufacturer's specifications including appropriate priming coat, preparation of surface, etc. complete. | item no.328 | [52 empty] | 4.27 | Finishing with Epoxy paint (two or more coats) at all locations prepared and applied as per manufacturer's specifications including appropriate priming coat, preparation of surface, etc. complete. | item no.328
4.28 | On steel work | item no.329 | 2 | sqm | 176.85 |  |  | Excess(+) | 1 | Full Conversion | INR | [40 empty] | #VALUE! | #VALUE! | #VALUE! | 4.28 | On steel work | item no.329 | 2 | sqm
4.29 | On concrete work | item no.330 | 2 | sqm | 173.96 |  |  | Excess(+) | 1 | Full Conversion | INR | [40 empty] | #VALUE! | #VALUE! | #VALUE! | 4.29 | On concrete work | item no.330 | 2 | sqm
4.3 | Wall painting with acrylic emulsion paint of approved brand and manufacture to give an even shade : | item no.331 | [52 empty] | 4.3 | Wall painting with acrylic emulsion paint of approved brand and manufacture to give an even shade : | item no.331
4.31 | Two or more coats on new work | item no.332 | 120 | sqm | 120.87 |  |  | Excess(+) | 1 | Full Conversion | INR | [40 empty] | #VALUE! | #VALUE! | #VALUE! | 4.31 | Two or more coats on new work | item no.332 | 120 | sqm
4.32 | Painting with synthetic enamel paint of approved brand and manufacture to give an even shade : | item no.333 | [52 empty] | 4.32 | Painting with synthetic enamel paint of approved brand and manufacture to give an even shade : | item no.333
4.33 | Two or more coats on new work | item no.334 | 125 | sqm | 115.26 |  |  | Excess(+) | 1 | Full Conversion | INR | [40 empty] | #VALUE! | #VALUE! | #VALUE! | 4.33 | Two or more coats on new work | item no.334 | 125 | sqm
4.34 | Painting with synthetic enamel paint of approved brand and manufacture of required colour to give an even shade : | item no.335 | [52 empty] | 4.34 | Painting with synthetic enamel paint of approved brand and manufacture of required colour to give an even shade : | item no.335
4.35 | Two or more coats on new work over an under coat of suitable shade with ordinary paint of approved brand and manufacture | item no.336 | 125 | sqm | 167.82 |  |  | Excess(+) | 1 | Full Conversion | INR | [40 empty] | #VALUE! | #VALUE! | #VALUE! | 4.35 | Two or more coats on new work over an under coat of suitable shade with ordinary paint of approved brand and manufacture | item no.336 | 125 | sqm
4.36 | Varnishing with varnish of approved brand and manufacture : | item no.337 | [52 empty] | 4.36 | Varnishing with varnish of approved brand and manufacture : | item no.337
4.37 | Two or more coats of glue sizing with copal varnish over an under coat of flatting varnish | item no.338 | 5 | sqm | 173.08 |  |  | Excess(+) | 1 | Full Conversion | INR | [40 empty] | #VALUE! | #VALUE! | #VALUE! | 4.37 | Two or more coats of glue sizing with copal varnish over an under coat of flatting varnish | item no.338 | 5 | sqm
4.38 | French spirit polishing : | item no.339 | [52 empty] | 4.38 | French spirit polishing : | item no.339
4.39 | Two or more coats on new works including a coat of wood filler | item no.340 | 60 | sqm | 322.93 |  |  | Excess(+) | 1 | Full Conversion | INR | [40 empty] | #VALUE! | #VALUE! | #VALUE! | 4.39 | Two or more coats on new works including a coat of wood filler | item no.340 | 60 | sqm
4.4 | Lettering with black Japan paint of approved brand and manufacture | item no.341 | 1000 | per letter per cm height | 4.42 |  |  | Excess(+) | 1 | Full Conversion | INR | [40 empty] | #VALUE! | #VALUE! | #VALUE! | 4.4 | Lettering with black Japan paint of approved brand and manufacture | item no.341 | 1000 | per letter per cm height
4.41 | Forming groove of uniform size in the top layer of washed stone grit plaster as per approved pattern using wooden battens, nailed to the under layer, including removal of wooden battens, repair to the edges of panels and finishing the groove complete as per specifications and direction of the Engineer-in-charge : | item no.342 | [52 empty] | 4.41 | Forming groove of uniform size in the top layer of washed stone grit plaster as per approved pattern using wooden battens, nailed to the under layer, including removal of wooden battens, repair to the edges of panels and finishing the groove complete as per specifications and direction of the Engineer-in-charge : | item no.342
4.42 | 15 mm wide and 15 mm deep groove | item no.343 | 1 | metre | 54.8 |  |  | Excess(+) | 1 | Full Conversion | INR | [40 empty] | #VALUE! | #VALUE! | #VALUE! | 4.42 | 15 mm wide and 15 mm deep groove | item no.343 | 1 | metre
4.43 | Forming groove of uniform size from 12x12 mm and upto 25x15 mm in the top layer of washed stone grit plastered surface as per approved pattern, including providing and fixing aluminum channels of appropriate size and thickness (not less than 2 mm), nailed to the under layer with rust proof screws and nails and finishing the groove complete as per specifications and direction of the Engineer-in-Charge. | item no.344 | 1 | metre | 77.77 |  |  | Excess(+) | 1 | Full Conversion | INR | [40 empty] | #VALUE! | #VALUE! | #VALUE! | 4.43 | Forming groove of uniform size from 12x12 mm and upto 25x15 mm in the top layer of washed stone grit plastered surface as per approved pattern, including providing and fixing aluminum channels of appropriate size and thickness (not less than 2 mm), nailed to the under layer with rust proof screws and nails and finishing the groove complete as per specifications and direction of the Engineer-in-Charge. | item no.344 | 1 | metre
4.44 | Providing and applying 12 mm thick (average) premixed formulated one coat gypsum lightweight plaster having additives and light weight aggregates as vermiculite/ perlite respectively conforming to IS: 2547 (Part - 1 & II) 1976, applied on hacked / uneven background such as bare brick/ block/ RCC work on walls & ceiling at all floors and locations, finished in smooth line and level etc. complete. | item no.345 | 10 | sqm | 318.68 |  |  | Excess(+) | 1 | Full Conversion | INR | [40 empty] | #VALUE! | #VALUE! | #VALUE! | 4.44 | Providing and applying 12 mm thick (average) premixed formulated one coat gypsum lightweight plaster having additives and light weight aggregates as vermiculite/ perlite respectively conforming to IS: 2547 (Part - 1 & II) 1976, applied on hacked / uneven background such as bare brick/ block/ RCC work on walls & ceiling at all floors and locations, finished in smooth line and level etc. complete. | item no.345 | 10 | sqm
4.45 | Providing and applying white cement based putty of average thickness 1 mm, of approved brand and manufacturer, over the plastered wall surface to prepare the surface even and smooth complete. | item no.346 | 3000 | sqm | 108.58 |  |  | Excess(+) | 1 | Full Conversion | INR | [40 empty] | #VALUE! | #VALUE! | #VALUE! | 4.45 | Providing and applying white cement based putty of average thickness 1 mm, of approved brand and manufacturer, over the plastered wall surface to prepare the surface even and smooth complete. | item no.346 | 3000 | sqm
4.46 | Applying priming coats with primer of approved brand and manufacture, having low VOC (Volatile Organic Compound ) content. | item no.347 | [52 empty] | 4.46 | Applying priming coats with primer of approved brand and manufacture, having low VOC (Volatile Organic Compound ) content. | item no.347
4.47 | With ready mixed pink or grey primer on wood work (hard and soft wood) having VOC content less than 50 grams/ litre | item no.348 | 5 | sqm | 53.88 |  |  | Excess(+) | 1 | Full Conversion | INR | [40 empty] | #VALUE! | #VALUE! | #VALUE! | 4.47 | With ready mixed pink or grey primer on wood work (hard and soft wood) having VOC content less than 50 grams/ litre | item no.348 | 5 | sqm
4.48 | White washing with lime to give an even shade : | item no.349 | [52 empty] | 4.48 | White washing with lime to give an even shade : | item no.349
4.49 | Old work (two or more coats) | item no.350 | 5000 | sqm | 16.66 |  |  | Excess(+) | 1 | Full Conversion | INR | [40 empty] | #VALUE! | #VALUE! | #VALUE! | 4.49 | Old work (two or more coats) | item no.350 | 5000 | sqm
4.5 | Old work (one or more coats) | item no.351 | 20 | sqm | 10.17 |  |  | Excess(+) | 1 | Full Conversion | INR | [40 empty] | #VALUE! | #VALUE! | #VALUE! | 4.5 | Old work (one or more coats) | item no.351 | 20 | sqm
4.51 | Removing white or colour wash by scrapping and sand papering and preparing the surface smooth including necessary repairs to scratches etc. complete | item no.352 | 5000 | sqm | 14.34 |  |  | Excess(+) | 1 | Full Conversion | INR | [40 empty] | #VALUE! | #VALUE! | #VALUE! | 4.51 | Removing white or colour wash by scrapping and sand papering and preparing the surface smooth including necessary repairs to scratches etc. complete | item no.352 | 5000 | sqm
4.52 | Distempering with 1st quality acrylic distember (Ready mix) having VOC content less than 50 grams/ litre of approved brand and manufacture to give an even shade : | item no.353 | [52 empty] | 4.52 | Distempering with 1st quality acrylic distember (Ready mix) having VOC content less than 50 grams/ litre of approved brand and manufacture to give an even shade : | item no.353
4.53 | Old work (one or more coats) | item no.354 | 8000 | sqm | 49.8 |  |  | Excess(+) | 1 | Full Conversion | INR | [40 empty] | #VALUE! | #VALUE! | #VALUE! | 4.53 | Old work (one or more coats) | item no.354 | 8000 | sqm
4.54 | Removing dry or oil bound distemper, water proofing cement paint and the like by scrapping, sand papering and preparing the surface smooth including necessary repairs to scratches etc. complete. | item no.355 | 3000 | sqm | 18.28 |  |  | Excess(+) | 1 | Full Conversion | INR | [40 empty] | #VALUE! | #VALUE! | #VALUE! | 4.54 | Removing dry or oil bound distemper, water proofing cement paint and the like by scrapping, sand papering and preparing the surface smooth including necessary repairs to scratches etc. complete. | item no.355 | 3000 | sqm
4.55 | Painting on G.S. sheet with synthetic enamel paint of approved brand and manufacture of required colour to give an even shade : | item no.356 | [52 empty] | 4.55 | Painting on G.S. sheet with synthetic enamel paint of approved brand and manufacture of required colour to give an even shade : | item no.356
4.56 | Old work (one or more coats) | item no.357 | 20 | sqm | 67.69 |  |  | Excess(+) | 1 | Full Conversion | INR | [40 empty] | #VALUE! | #VALUE! | #VALUE! | 4.56 | Old work (one or more coats) | item no.357 | 20 | sqm
4.57 | Wall painting with plastic emulsion paint of approved brand and manufacture to give an even shade: | item no.358 | [52 empty] | 4.57 | Wall painting with plastic emulsion paint of approved brand and manufacture to give an even shade: | item no.358
4.58 | One or more coats on old work | item no.359 | 25 | sqm | 79.66 |  |  | Excess(+) | 1 | Full Conversion | INR | [40 empty] | #VALUE! | #VALUE! | #VALUE! | 4.58 | One or more coats on old work | item no.359 | 25 | sqm
4.59 | Painting with synthetic enamel paint of approved brand and manufacture of required colour to give an even shade : | item no.360 | [52 empty] | 4.59 | Painting with synthetic enamel paint of approved brand and manufacture of required colour to give an even shade : | item no.360
4.6 | One or more coats on old work | item no.361 | 4500 | sqm | 75.89 |  |  | Excess(+) | 1 | Full Conversion | INR | [40 empty] | #VALUE! | #VALUE! | #VALUE! | 4.6 | One or more coats on old work | item no.361 | 4500 | sqm
4.61 | French spirit polishing : | item no.362 | [52 empty] | 4.61 | French spirit polishing : | item no.362
4.62 | One or more coats on old work | item no.363 | 100 | sqm | 162.56 |  |  | Excess(+) | 1 | Full Conversion | INR | [40 empty] | #VALUE! | #VALUE! | #VALUE! | 4.62 | One or more coats on old work | item no.363 | 100 | sqm
4.63 | Distempering with 1st quality acrylic distemper (ready made) having VOC content less than 50 gm per ltr. of approved manufacturer and of required shade and colour complete. as per manufacturer's specification. | item no.364 | [52 empty] | 4.63 | Distempering with 1st quality acrylic distemper (ready made) having VOC content less than 50 gm per ltr. of approved manufacturer and of required shade and colour complete. as per manufacturer's specification. | item no.364
4.64 | One or more coats on old work | item no.365 | 20 | sqm | 44.37 |  |  | Excess(+) | 1 | Full Conversion | INR | [40 empty] | #VALUE! | #VALUE! | #VALUE! | 4.64 | One or more coats on old work | item no.365 | 20 | sqm
4.65 | Finishing walls with water proofing cement paint of required shade : | item no.366 | [52 empty] | 4.65 | Finishing walls with water proofing cement paint of required shade : | item no.366
4.66 | Old work (one or more coats applied @ 2.20 kg/10 sqm) over priming coat of primer applied @ 0.80 litrs/10 sqm complete including cost of Priming coat. | item no.367 | 5 | sqm | 82.55 |  |  | Excess(+) | 1 | Full Conversion | INR | [40 empty] | #VALUE! | #VALUE! | #VALUE! | 4.66 | Old work (one or more coats applied @ 2.20 kg/10 sqm) over priming coat of primer applied @ 0.80 litrs/10 sqm complete including cost of Priming coat. | item no.367 | 5 | sqm
4.67 | Old work (one or more coats @ 2.20 kg/10 sqm) complete. | item no.368 | 5 | sqm | 55.46 |  |  | Excess(+) | 1 | Full Conversion | INR | [40 empty] | #VALUE! | #VALUE! | #VALUE! | 4.67 | Old work (one or more coats @ 2.20 kg/10 sqm) complete. | item no.368 | 5 | sqm
4.68 | Finishing walls with Acrylic Smooth exterior paint of required shade : | item no.369 | [52 empty] | 4.68 | Finishing walls with Acrylic Smooth exterior paint of required shade : | item no.369
4.69 | Old work (Two or more coat applied @ 1.67 ltr/ 10 sqm) on existing cement paint surface | item no.370 | 300 | sqm | 97.85 |  |  | Excess(+) | 1 | Full Conversion | INR | [40 empty] | #VALUE! | #VALUE! | #VALUE! | 4.69 | Old work (Two or more coat applied @ 1.67 ltr/ 10 sqm) on existing cement paint surface | item no.370 | 300 | sqm
4.7 | Old work (One or more coat applied @ 0.90 ltr/10 sqm). | item no.371 | 300 | sqm | 65.54 |  |  | Excess(+) | 1 | Full Conversion | INR | [40 empty] | #VALUE! | #VALUE! | #VALUE! | 4.7 | Old work (One or more coat applied @ 0.90 ltr/10 sqm). | item no.371 | 300 | sqm
4.71 | Finishing walls with Premium Acrylic Smooth exterior paint with Silicone additives of required shade | item no.372 | [52 empty] | 4.71 | Finishing walls with Premium Acrylic Smooth exterior paint with Silicone additives of required shade | item no.372
4.72 | Old work (Two or more coats applied @ 1.43 ltr/ 10 sqm) over existing cement paint surface | item no.373 | 75 | sqm | 95.22 |  |  | Excess(+) | 1 | Full Conversion | INR | [40 empty] | #VALUE! | #VALUE! | #VALUE! | 4.72 | Old work (Two or more coats applied @ 1.43 ltr/ 10 sqm) over existing cement paint surface | item no.373 | 75 | sqm
4.73 | Old work (one or more coats applied @ 0.83 ltr/10 sqm). | item no.374 | 75 | sqm | 64.97 |  |  | Excess(+) | 1 | Full Conversion | INR | [40 empty] | #VALUE! | #VALUE! | #VALUE! | 4.73 | Old work (one or more coats applied @ 0.83 ltr/10 sqm). | item no.374 | 75 | sqm
4.74 | Melamine polishing on wood work (one or more coat). | item no.375 | 2 | sqm | 103.77 |  |  | Excess(+) | 1 | Full Conversion | INR | [40 empty] | #VALUE! | #VALUE! | #VALUE! | 4.74 | Melamine polishing on wood work (one or more coat). | item no.375 | 2 | sqm
4.75 | REPAIRS TO BUILDING | item no.376 | [52 empty] | 4.75 | REPAIRS TO BUILDING | item no.376
4.76 | Repairs to plaster of thickness 12 mm to 20 mm in patches of area 2.5 sq.meters and under, including cutting the patch in proper shape, raking out joints and preparing and plastering the surface of the walls complete, including disposal of rubbish to the dumping ground, all complete as per direction of Engineer-in-Charge. | item no.377 | [52 empty] | 4.76 | Repairs to plaster of thickness 12 mm to 20 mm in patches of area 2.5 sq.meters and under, including cutting the patch in proper shape, raking out joints and preparing and plastering the surface of the walls complete, including disposal of rubbish to the dumping ground, all complete as per direction of Engineer-in-Charge. | item no.377
4.77 | With cement mortar 1:4 (1cement: 4 coarse sand) | item no.378 | 75 | sqm | 419.11 |  |  | Excess(+) | 1 | Full Conversion | INR | [40 empty] | #VALUE! | #VALUE! | #VALUE! | 4.77 | With cement mortar 1:4 (1cement: 4 coarse sand) | item no.378 | 75 | sqm
4.78 | Fixing chowkhats in existing opening including embedding chowkhats in floors or walls cutting masonry for holdfasts, embedding hold fasts in cement concrete blocks of size 15 x 10 x 10 cm with cement concrete 1:3:6 (1 cement : 3 coarse sand : 6 graded stone aggregate 20 mm nominal size), painting two coats of approved wood preservative to sides of chowkhats and making good the damages to walls and floors as required complete, including disposal of rubbish to the dumping ground, all complete as per direction of Engineer-in-Charge. | item no.379 | [52 empty] | 4.78 | Fixing chowkhats in existing opening including embedding chowkhats in floors or walls cutting masonry for holdfasts, embedding hold fasts in cement concrete blocks of size 15 x 10 x 10 cm with cement concrete 1:3:6 (1 cement : 3 coarse sand : 6 graded stone aggregate 20 mm nominal size), painting two coats of approved wood preservative to sides of chowkhats and making good the damages to walls and floors as required complete, including disposal of rubbish to the dumping ground, all complete as per direction of Engineer-in-Charge. | item no.379
4.79 | Door chowkhats | item no.380 | 5 | each | 1319.86 |  |  | Excess(+) | 1 | Full Conversion | INR | [40 empty] | #VALUE! | #VALUE! | #VALUE! | 4.79 | Door chowkhats | item no.380 | 5 | each
4.8 | Window chowkhats | item no.381 | 5 | each | 831.26 |  |  | Excess(+) | 1 | Full Conversion | INR | [40 empty] | #VALUE! | #VALUE! | #VALUE! | 4.8 | Window chowkhats | item no.381 | 5 | each
4.81 | Making the opening in brick masonry including dismantling in floor or walls by cutting masonry and making good the damages to walls, flooring and jambs complete, to match existing surface i/c disposal of mulba/ rubbish to the nearest municipal dumping ground, all complete as per direction of Engineer-in-Charge. | item no.382 | [52 empty] | 4.81 | Making the opening in brick masonry including dismantling in floor or walls by cutting masonry and making good the damages to walls, flooring and jambs complete, to match existing surface i/c disposal of mulba/ rubbish to the nearest municipal dumping ground, all complete as per direction of Engineer-in-Charge. | item no.382
4.82 | For door/ window/ clerestory window | item no.383 | 2.25 | sqm | 917.97 |  |  | Excess(+) | 1 | Full Conversion | INR | [40 empty] | #VALUE! | #VALUE! | #VALUE! | 4.82 | For door/ window/ clerestory window | item no.383 | 2.25 | sqm
4.83 | Renewing glass panes, with putty and nails wherever necessary including racking out the old putty: | item no.384 | [52 empty] | 4.83 | Renewing glass panes, with putty and nails wherever necessary including racking out the old putty: | item no.384
4.84 | Float glass panes of nominal thickness 4 mm (weight not less than 10kg/sqm) | item no.385 | 3 | sqm | 825.91 |  |  | Excess(+) | 1 | Full Conversion | INR | [40 empty] | #VALUE! | #VALUE! | #VALUE! | 4.84 | Float glass panes of nominal thickness 4 mm (weight not less than 10kg/sqm) | item no.385 | 3 | sqm
4.85 | Renewing glass panes, with wooden fillets wherever necessary: | item no.386 | [52 empty] | 4.85 | Renewing glass panes, with wooden fillets wherever necessary: | item no.386
4.86 | Float glass panes of nominal thickness 4 mm (weight not less than 10kg/sqm) | item no.387 | 3 | sqm | 1184.7 |  |  | Excess(+) | 1 | Full Conversion | INR | [40 empty] | #VALUE! | #VALUE! | #VALUE! | 4.86 | Float glass panes of nominal thickness 4 mm (weight not less than 10kg/sqm) | item no.387 | 3 | sqm
4.87 | Renewal of old putty of glass panes (length) | item no.388 | 6 | metre | 40.68 |  |  | Excess(+) | 1 | Full Conversion | INR | [40 empty] | #VALUE! | #VALUE! | #VALUE! | 4.87 | Renewal of old putty of glass panes (length) | item no.388 | 6 | metre
4.88 | Refixing old glass panes with putty and nails | item no.389 | 3 | sqm | 528.76 |  |  | Excess(+) | 1 | Full Conversion | INR | [40 empty] | #VALUE! | #VALUE! | #VALUE! | 4.88 | Refixing old glass panes with putty and nails | item no.389 | 3 | sqm
4.89 | Raking out joints in lime or cement mortar and preparing the surface for re-pointing or replastering, including disposal of rubbish to the dumping ground, all complete as per direction of Engineer-in-Charge. | item no.390 | 15 | sqm | 52.39 |  |  | Excess(+) | 1 | Full Conversion | INR | [40 empty] | #VALUE! | #VALUE! | #VALUE! | 4.89 | Raking out joints in lime or cement mortar and preparing the surface for re-pointing or replastering, including disposal of rubbish to the dumping ground, all complete as per direction of Engineer-in-Charge. | item no.390 | 15 | sqm
4.9 | Flush pointing with cement mortar 1:3 (1 cement : 3 fine sand) mixed with 2% of integral water proofing compound by weight of cement for flat tile bricks on top of mud phaska : | item no.391 | [52 empty] | 4.9 | Flush pointing with cement mortar 1:3 (1 cement : 3 fine sand) mixed with 2% of integral water proofing compound by weight of cement for flat tile bricks on top of mud phaska : | item no.391
4.91 | With F.P.S. brick tiles | item no.392 | 1.5 | sqm | 100.57 |  |  | Excess(+) | 1 | Full Conversion | INR | [40 empty] | #VALUE! | #VALUE! | #VALUE! | 4.91 | With F.P.S. brick tiles | item no.392 | 1.5 | sqm
4.92 | Renewing Wrought iron or M.S. Wheel or roller of steel door or gate and fitting and fixing the same with necessary clamps, nuts and bolts/welding and erection etc. complete. | item no.393 | [52 empty] | 4.92 | Renewing Wrought iron or M.S. Wheel or roller of steel door or gate and fitting and fixing the same with necessary clamps, nuts and bolts/welding and erection etc. complete. | item no.393
4.93 | Wheel 50 mm dia and below | item no.394 | 5 | per wheel | 132.35 |  |  | Excess(+) | 1 | Full Conversion | INR | [40 empty] | #VALUE! | #VALUE! | #VALUE! | 4.93 | Wheel 50 mm dia and below | item no.394 | 5 | per wheel
4.94 | Providing and fixing double scaffolding system (cup lock type) on the exterior side, up to seven story height made with 40 mm dia M.S. tube 1.5 m centre to centre, horizontal & vertical tubes joining with cup & lock system with M.S. tubes, M.S. tube challies, M.S. clamps and M.S. staircase system in the scaffolding for working platform etc. and maintaining it in a serviceable condition for the required duration as approved and removing it there after .The scaffolding system shall be stiffened with bracings, runners, connection with the building etc wherever required for inspection of work at required locations with essential safety features for the workmen etc. complete as per directions and approval of Engineer- in-charge .The elevational area of the scaffolding shall be measured for payment purpose .The payment will be made once irrespective of duration of scaffolding. Note: - This item to be used for maintenance work judicially, necessary deduction for scaffolding in the existing item to be done. | item no.395 | 75 | sqm | 249.89 |  |  | Excess(+) | 1 | Full Conversion | INR | [40 empty] | #VALUE! | #VALUE! | #VALUE! | 4.94 | Providing and fixing double scaffolding system (cup lock type) on the exterior side, up to seven story height made with 40 mm dia M.S. tube 1.5 m centre to centre, horizontal & vertical tubes joining with cup & lock system with M.S. tubes, M.S. tube challies, M.S. clamps and M.S. staircase system in the scaffolding for working platform etc. and maintaining it in a serviceable condition for the required duration as approved and removing it there after .The scaffolding system shall be stiffened with bracings, runners, connection with the building etc wherever required for inspection of work at required locations with essential safety features for the workmen etc. complete as per directions and approval of Engineer- in-charge .The elevational area of the scaffolding shall be measured for payment purpose .The payment will be made once irrespective of duration of scaffolding. Note: - This item to be used for maintenance work judicially, necessary deduction for scaffolding in the existing item to be done. | item no.395 | 75 | sqm
4.95 | Cleaning of terrace/loft water storage tank (inside surface area) upto 2000 litre capacity at all heights with coconut brushes, duster etc., removal of silt, rubbish from the tank and cleaning the tank with fresh water disinfecting with bleaching powder @ 0.5gm per litre capacity of tank including marking the date of cleaning on the side of tank body with the help of stencil and paint and disposing of malba all complete as per direction of Engineer-in-Charge. (The old date already written on tank should be removed with paint remover or black paint and if date is not written with the stencil or old date is not removed deduction will be made @ Rs. 0.10 per litre) (if during cleaning any GI fittings or ball cock is damaged that is to be repaired by contractor at his own cost and nothing extra will be paid on this account) | item no.396 | 1500 | litre | 0.35 |  |  | Excess(+) | 1 | Full Conversion | INR | [40 empty] | #VALUE! | #VALUE! | #VALUE! | 4.95 | Cleaning of terrace/loft water storage tank (inside surface area) upto 2000 litre capacity at all heights with coconut brushes, duster etc., removal of silt, rubbish from the tank and cleaning the tank with fresh water disinfecting with bleaching powder @ 0.5gm per litre capacity of tank including marking the date of cleaning on the side of tank body with the help of stencil and paint and disposing of malba all complete as per direction of Engineer-in-Charge. (The old date already written on tank should be removed with paint remover or black paint and if date is not written with the stencil or old date is not removed deduction will be made @ Rs. 0.10 per litre) (if during cleaning any GI fittings or ball cock is damaged that is to be repaired by contractor at his own cost and nothing extra will be paid on this account) | item no.396 | 1500 | litre
4.96 | Cleaning and desilting of gully trap chamber, including removal of rubbish mixed with earth etc. and disposal of same, all as per the direction of Engineer-in-charge. | item no.397 | 2 | each | 78.43 |  |  | Excess(+) | 1 | Full Conversion | INR | [40 empty] | #VALUE! | #VALUE! | #VALUE! | 4.96 | Cleaning and desilting of gully trap chamber, including removal of rubbish mixed with earth etc. and disposal of same, all as per the direction of Engineer-in-charge. | item no.397 | 2 | each
4.97 | Cleaning of chocked sewer line by diesel running vehicle mounting hydraulic operated high pressure suction cum jetting sewer cleaning machine fitted with pump having 4000 litres suction capacity and 6000 litres water jetting tank capacity including skilled operator, supervising engineer etc. for cleaning and partial desilting of manholes and dechocking of sewer lines. Dechocking and flushing of sewer line from one manhole to another by high pressure jetting system of 2200 PSI for sewer line from 150mm dia upto 300mm | item no.398 | 7.5 | metre | 250.68 |  |  | Excess(+) | 1 | Full Conversion | INR | [40 empty] | #VALUE! | #VALUE! | #VALUE! | 4.97 | Cleaning of chocked sewer line by diesel running vehicle mounting hydraulic operated high pressure suction cum jetting sewer cleaning machine fitted with pump having 4000 litres suction capacity and 6000 litres water jetting tank capacity including skilled operator, supervising engineer etc. for cleaning and partial desilting of manholes and dechocking of sewer lines. Dechocking and flushing of sewer line from one manhole to another by high pressure jetting system of 2200 PSI for sewer line from 150mm dia upto 300mm | item no.398 | 7.5 | metre
4.98 | Cleaning of under ground sump, Over Head R.C.C. Tank ( independent staging) including disposal of slit and rubbish, all as per direction of Engineer-in-Charge. The cleaning shall consist following operations:- Tank shall be emptied of water by pumping & bottom shall be cleaned of silt and other deposits. Entire surface area of the sump shall then scrubbed thoroughly with wire brush etc. and pressure washed with water. (iii) Chlorination of RCC internal surface by liquid chlorine. The treated surface shall be dried using air jetting and all loose particles shall be removal from the surface. Finally the surface shall be treated with ultraviolet radiation etc. as per direction of Engineer-in-Charge. | item no.399 | 10.25 | sqm | 62.52 |  |  | Excess(+) | 1 | Full Conversion | INR | [40 empty] | #VALUE! | #VALUE! | #VALUE! | 4.98 | Cleaning of under ground sump, Over Head R.C.C. Tank ( independent staging) including disposal of slit and rubbish, all as per direction of Engineer-in-Charge. The cleaning shall consist following operations:- Tank shall be emptied of water by pumping & bottom shall be cleaned of silt and other deposits. Entire surface area of the sump shall then scrubbed thoroughly with wire brush etc. and pressure washed with water. (iii) Chlorination of RCC internal surface by liquid chlorine. The treated surface shall be dried using air jetting and all loose particles shall be removal from the surface. Finally the surface shall be treated with ultraviolet radiation etc. as per direction of Engineer-in-Charge. | item no.399 | 10.25 | sqm
4.99 | Disconnecting damaged overhead/terrace PVC water storage tank of any size from water supply line and removing from the terrace including shifting at ground level as per direction of Engineer-in-charge. | item no.400 | 3 | each | 313.5 |  |  | Excess(+) | 1 | Full Conversion | INR | [40 empty] | #VALUE! | #VALUE! | #VALUE! | 4.99 | Disconnecting damaged overhead/terrace PVC water storage tank of any size from water supply line and removing from the terrace including shifting at ground level as per direction of Engineer-in-charge. | item no.400 | 3 | each
5 | Cutting holes of required size in brick masonry wall for fixing of exhaust fan including providing and fixing 300 mm dia PVC pipe conforming BIS-12818 and making good the same etc. complete as per direction of Engineer-in-charge. | item no.401 | 10 | each | 213.15 |  |  | Excess(+) | 1 | Full Conversion | INR | [40 empty] | #VALUE! | #VALUE! | #VALUE! | 5 | Cutting holes of required size in brick masonry wall for fixing of exhaust fan including providing and fixing 300 mm dia PVC pipe conforming BIS-12818 and making good the same etc. complete as per direction of Engineer-in-charge. | item no.401 | 10 | each
5.01 | Hacking of CC flooring including cleaning for surface etc. complete as per direction of the Engineer-in-Charge. | item no.402 | 325 | sqm | 2.5 |  |  | Excess(+) | 1 | Full Conversion | INR | [40 empty] | #VALUE! | #VALUE! | #VALUE! | 5.01 | Hacking of CC flooring including cleaning for surface etc. complete as per direction of the Engineer-in-Charge. | item no.402 | 325 | sqm
5.02 | Dismantling 15 to 40 mm dia G.I. pipe including stacking of dismantled pipes (within 50 metres lead) as per direction of Engineer- in-Charge.(a) Internal Work- Exposed on wall | item no.403 | 100 | metre | 2.5 |  |  | Excess(+) | 1 | Full Conversion | INR | [40 empty] | #VALUE! | #VALUE! | #VALUE! | 5.02 | Dismantling 15 to 40 mm dia G.I. pipe including stacking of dismantled pipes (within 50 metres lead) as per direction of Engineer- in-Charge.(a) Internal Work- Exposed on wall | item no.403 | 100 | metre
5.03 | Taking out existing wooden door shutter, repair by cutting, painting etc. and refixing of repaired door shutters to existing door frames, including replacement of hinges with screws, etc. as required, all complete as per the direction of the Engineer-in-charge. | item no.404 | 12 | each | 285.8 |  |  | Excess(+) | 1 | Full Conversion | INR | [40 empty] | #VALUE! | #VALUE! | #VALUE! | 5.03 | Taking out existing wooden door shutter, repair by cutting, painting etc. and refixing of repaired door shutters to existing door frames, including replacement of hinges with screws, etc. as required, all complete as per the direction of the Engineer-in-charge. | item no.404 | 12 | each
5.04 | Dismantling and Demolishing | item no.405 | [52 empty] | 5.04 | Dismantling and Demolishing | item no.405
5.05 | Demolishing lime concrete manually/ by mechanical means and disposal of material within 50 metres lead as per direction of Engineer-in-charge. | item no.406 | 10 | cum | 615.48 |  |  | Excess(+) | 1 | Full Conversion | INR | [40 empty] | #VALUE! | #VALUE! | #VALUE! | 5.05 | Demolishing lime concrete manually/ by mechanical means and disposal of material within 50 metres lead as per direction of Engineer-in-charge. | item no.406 | 10 | cum
5.06 | Demolishing cement concrete manually/ by mechanical means including disposal of material within 50 metres lead as per direction of Engineer - in - charge. | item no.407 | [52 empty] | 5.06 | Demolishing cement concrete manually/ by mechanical means including disposal of material within 50 metres lead as per direction of Engineer - in - charge. | item no.407
5.07 | Nominal concrete 1:3:6 or richer mix (i/c equivalent design mix) | item no.408 | 3 | cum | 1759.84 |  |  | Excess(+) | 1 | Full Conversion | INR | [40 empty] | #VALUE! | #VALUE! | #VALUE! | 5.07 | Nominal concrete 1:3:6 or richer mix (i/c equivalent design mix) | item no.408 | 3 | cum
5.08 | Nominal concrete 1:4:8 or leaner mix (i/c equivalent design mix) | item no.409 | 6 | cum | 1086.89 |  |  | Excess(+) | 1 | Full Conversion | INR | [40 empty] | #VALUE! | #VALUE! | #VALUE! | 5.08 | Nominal concrete 1:4:8 or leaner mix (i/c equivalent design mix) | item no.409 | 6 | cum
5.09 | Demolishing R.C.C. work manually/ by mechanical means including stacking of steel bars and disposal of unserviceable material within 50 metres lead as per direction of Engineer - in- charge. | item no.410 | 3 | cum | 2567.38 |  |  | Excess(+) | 1 | Full Conversion | INR | [40 empty] | #VALUE! | #VALUE! | #VALUE! | 5.09 | Demolishing R.C.C. work manually/ by mechanical means including stacking of steel bars and disposal of unserviceable material within 50 metres lead as per direction of Engineer - in- charge. | item no.410 | 3 | cum
5.1 | Demolishing R.B. work manually/ by mechanical means including stacking of steel bars and disposal of unserviceable material within 50 metres lead as per direction of Engineer-in- charge. | item no.411 | 0.5 | cum | 2296.76 |  |  | Excess(+) | 1 | Full Conversion | INR | [40 empty] | #VALUE! | #VALUE! | #VALUE! | 5.1 | Demolishing R.B. work manually/ by mechanical means including stacking of steel bars and disposal of unserviceable material within 50 metres lead as per direction of Engineer-in- charge. | item no.411 | 0.5 | cum
5.11 | Demolishing brick work manually/ by mechanical means including stacking of serviceable material and disposal of unserviceable material within 50 metres lead as per direction of Engineer-in-charge. | item no.412 | [52 empty] | 5.11 | Demolishing brick work manually/ by mechanical means including stacking of serviceable material and disposal of unserviceable material within 50 metres lead as per direction of Engineer-in-charge. | item no.412
5.12 | In cement mortar | item no.413 | 6.22 | cum | 1489.22 |  |  | Excess(+) | 1 | Full Conversion | INR | [40 empty] | #VALUE! | #VALUE! | #VALUE! | 5.12 | In cement mortar | item no.413 | 6.22 | cum
5.13 | Dismantling doors, windows and clerestory windows (steel or wood) shutter including chowkhats, architrave, holdfasts etc. complete and stacking within 50 metres lead : | item no.414 | [52 empty] | 5.13 | Dismantling doors, windows and clerestory windows (steel or wood) shutter including chowkhats, architrave, holdfasts etc. complete and stacking within 50 metres lead : | item no.414
5.14 | Of area 3 sq. metres and below | item no.415 | 5 | each | 265.41 |  |  | Excess(+) | 1 | Full Conversion | INR | [40 empty] | #VALUE! | #VALUE! | #VALUE! | 5.14 | Of area 3 sq. metres and below | item no.415 | 5 | each
5.15 | Taking out doors, windows and clerestory window shutters (steel or wood) including stacking within 50 metres lead : | item no.416 | [52 empty] | 5.15 | Taking out doors, windows and clerestory window shutters (steel or wood) including stacking within 50 metres lead : | item no.416
5.16 | Of area 3 sq. metres and below | item no.417 | 50 | each | 103.73 |  |  | Excess(+) | 1 | Full Conversion | INR | [40 empty] | #VALUE! | #VALUE! | #VALUE! | 5.16 | Of area 3 sq. metres and below | item no.417 | 50 | each
5.17 | Dismantling steel work in single sections including dismembering and stacking within 50 metres lead in: | item no.418 | [52 empty] | 5.17 | Dismantling steel work in single sections including dismembering and stacking within 50 metres lead in: | item no.418
5.18 | Channels, angles, tees and flats | item no.419 | 75 | kg | 1.67 |  |  | Excess(+) | 1 | Full Conversion | INR | [40 empty] | #VALUE! | #VALUE! | #VALUE! | 5.18 | Channels, angles, tees and flats | item no.419 | 75 | kg
5.19 | Dismantling steel work in built up sections in angles, tees, flats and channels including all gusset plates, bolts, nuts, cutting rivets, welding etc. including dismembering and stacking within 50 metres lead. | item no.420 | 75 | kg | 4.08 |  |  | Excess(+) | 1 | Full Conversion | INR | [40 empty] | #VALUE! | #VALUE! | #VALUE! | 5.19 | Dismantling steel work in built up sections in angles, tees, flats and channels including all gusset plates, bolts, nuts, cutting rivets, welding etc. including dismembering and stacking within 50 metres lead. | item no.420 | 75 | kg
5.2 | Dismantling steel work manually/ by mechanical means in built up sections without dismembering and stacking within 50 metres lead as per direction of Engineer-in-charge. | item no.421 | 75 | kg | 2.81 |  |  | Excess(+) | 1 | Full Conversion | INR | [40 empty] | #VALUE! | #VALUE! | #VALUE! | 5.2 | Dismantling steel work manually/ by mechanical means in built up sections without dismembering and stacking within 50 metres lead as per direction of Engineer-in-charge. | item no.421 | 75 | kg
5.21 | Dismantling tile work in floors and roofs laid in cement mortar including stacking material within 50 metres lead. | item no.422 | [52 empty] | 5.21 | Dismantling tile work in floors and roofs laid in cement mortar including stacking material within 50 metres lead. | item no.422
5.22 | For thickness of tiles 10 mm to 25 mm | item no.423 | 55.5 | sqm | 53.05 |  |  | Excess(+) | 1 | Full Conversion | INR | [40 empty] | #VALUE! | #VALUE! | #VALUE! | 5.22 | For thickness of tiles 10 mm to 25 mm | item no.423 | 55.5 | sqm
5.23 | For thickness of tiles above 25 mm and up to 40 mm | item no.424 | 45.25 | sqm | 81.89 |  |  | Excess(+) | 1 | Full Conversion | INR | [40 empty] | #VALUE! | #VALUE! | #VALUE! | 5.23 | For thickness of tiles above 25 mm and up to 40 mm | item no.424 | 45.25 | sqm
5.24 | Demolishing dry brick pitching in floors, drains etc. including stacking of serviceable material and disposal of unserviceable material within 50 metres lead : | item no.425 | 56 | cum | 952.61 |  |  | Excess(+) | 1 | Full Conversion | INR | [40 empty] | #VALUE! | #VALUE! | #VALUE! | 5.24 | Demolishing dry brick pitching in floors, drains etc. including stacking of serviceable material and disposal of unserviceable material within 50 metres lead : | item no.425 | 56 | cum
5.25 | Demolishing brick tile covering in terracing including stacking of serviceable material and disposal of unserviceable material within 50 metres lead. | item no.426 | 25 | sqm | 76.11 |  |  | Excess(+) | 1 | Full Conversion | INR | [40 empty] | #VALUE! | #VALUE! | #VALUE! | 5.25 | Demolishing brick tile covering in terracing including stacking of serviceable material and disposal of unserviceable material within 50 metres lead. | item no.426 | 25 | sqm
5.26 | Demolishing mud phaska in terracing and disposal of material within 50 metres lead. | item no.427 | 5.65 | cum | 660.89 |  |  | Excess(+) | 1 | Full Conversion | INR | [40 empty] | #VALUE! | #VALUE! | #VALUE! | 5.26 | Demolishing mud phaska in terracing and disposal of material within 50 metres lead. | item no.427 | 5.65 | cum
5.27 | Dismantling roofing including ridges, hips, valleys and gutters etc., and stacking the material within 50 metres lead of: | item no.428 | [52 empty] | 5.27 | Dismantling roofing including ridges, hips, valleys and gutters etc., and stacking the material within 50 metres lead of: | item no.428
5.28 | G.S. Sheet | item no.429 | 7.25 | sqm | 119.25 |  |  | Excess(+) | 1 | Full Conversion | INR | [40 empty] | #VALUE! | #VALUE! | #VALUE! | 5.28 | G.S. Sheet | item no.429 | 7.25 | sqm
5.29 | Asbestos Cement sheet | item no.430 | 10.26 | sqm | 55.9 |  |  | Excess(+) | 1 | Full Conversion | INR | [40 empty] | #VALUE! | #VALUE! | #VALUE! | 5.29 | Asbestos Cement sheet | item no.430 | 10.26 | sqm
5.3 | Dismantling G.I. pipes (external work) including excavation and refilling trenches after taking out the pipes, manually/ by mechanical means including stacking of pipes within 50 metres lead as per direction of Engineer-in-charge : | item no.431 | [52 empty] | 5.3 | Dismantling G.I. pipes (external work) including excavation and refilling trenches after taking out the pipes, manually/ by mechanical means including stacking of pipes within 50 metres lead as per direction of Engineer-in-charge : | item no.431
5.31 | 15 mm to 40 mm nominal bore | item no.432 | 75 | metre | 108.81 |  |  | Excess(+) | 1 | Full Conversion | INR | [40 empty] | #VALUE! | #VALUE! | #VALUE! | 5.31 | 15 mm to 40 mm nominal bore | item no.432 | 75 | metre
5.32 | Dismantling C.I. pipes including excavation and refilling trenches after taking out the pipes, manually/ by mechanical means breaking lead caulked joints, melting of lead and making into blocks including stacking of pipes & lead at site within 50 metre lead as per direction of Engineer-in-charge: | item no.433 | [52 empty] | 5.32 | Dismantling C.I. pipes including excavation and refilling trenches after taking out the pipes, manually/ by mechanical means breaking lead caulked joints, melting of lead and making into blocks including stacking of pipes & lead at site within 50 metre lead as per direction of Engineer-in-charge: | item no.433
5.33 | Up to 150 mm diameter | item no.434 | 0.5 | metre | 298.73 |  |  | Excess(+) | 1 | Full Conversion | INR | [40 empty] | #VALUE! | #VALUE! | #VALUE! | 5.33 | Up to 150 mm diameter | item no.434 | 0.5 | metre
5.34 | Dismantling of flushing cistern of all types (C.I./PVC/Vitrious China) including stacking of useful materials near the site and disposal of unserviceable materials within 50 metres lead. | item no.435 | 2 | each | 652.87 |  |  | Excess(+) | 1 | Full Conversion | INR | [40 empty] | #VALUE! | #VALUE! | #VALUE! | 5.34 | Dismantling of flushing cistern of all types (C.I./PVC/Vitrious China) including stacking of useful materials near the site and disposal of unserviceable materials within 50 metres lead. | item no.435 | 2 | each
5.35 | Dismantling old plaster or skirting raking out joints and cleaning the surface for plaster including disposal of rubbish to the dumping ground within 50 metres lead. | item no.436 | 75 | sqm | 39.5 |  |  | Excess(+) | 1 | Full Conversion | INR | [40 empty] | #VALUE! | #VALUE! | #VALUE! | 5.35 | Dismantling old plaster or skirting raking out joints and cleaning the surface for plaster including disposal of rubbish to the dumping ground within 50 metres lead. | item no.436 | 75 | sqm
5.36 | Demolishing R.C.C. work by mechanical means and stockpiling at designated locations and disposal of dismantled materials up to a lead of 1 kilometre, stacking serviceable and unserviceable material separately including cutting reinforcement bars. | item no.437 | 0.75 | cum | 2041.69 |  |  | Excess(+) | 1 | Full Conversion | INR | [40 empty] | #VALUE! | #VALUE! | #VALUE! | 5.36 | Demolishing R.C.C. work by mechanical means and stockpiling at designated locations and disposal of dismantled materials up to a lead of 1 kilometre, stacking serviceable and unserviceable material separately including cutting reinforcement bars. | item no.437 | 0.75 | cum
5.37 | Disposal of building rubbish / malba / similar unserviceable, dismantled or waste materials by mechanical means, including loading, transporting, unloading to approved municipal dumping ground or as approved by Engineer-in-charge, beyond 50 m initial lead, for all leads including all lifts involved. | item no.438 | 50 | cum | 192.33 |  |  | Excess(+) | 1 | Full Conversion | INR | [40 empty] | #VALUE! | #VALUE! | #VALUE! | 5.37 | Disposal of building rubbish / malba / similar unserviceable, dismantled or waste materials by mechanical means, including loading, transporting, unloading to approved municipal dumping ground or as approved by Engineer-in-charge, beyond 50 m initial lead, for all leads including all lifts involved. | item no.438 | 50 | cum
5.38 | ROAD WORK | item no.439 | [52 empty] | 5.38 | ROAD WORK | item no.439
5.39 | Fencing with angle iron post placed at required distance embeddedin cement concrete blocks, every 15th post, last but one end postand corner post shall be strutted on both sides and end post on oneside only and provided with horizontal lines and two diagonalsinterwoven with horizontal wires, of barbed wire weighing 9.38 kg per100 m (minimum), between the two posts fitted and fixed with G.I.staples, turn buckles etc. complete. (Cost of posts, struts, earthwork and concrete work to be paid for separately). Payment to bemade per metre cost of total length of barbed wire used. | item no.440 | [52 empty] | 5.39 | Fencing with angle iron post placed at required distance embeddedin cement concrete blocks, every 15th post, last but one end postand corner post shall be strutted on both sides and end post on oneside only and provided with horizontal lines and two diagonalsinterwoven with horizontal wires, of barbed wire weighing 9.38 kg per100 m (minimum), between the two posts fitted and fixed with G.I.staples, turn buckles etc. complete. (Cost of posts, struts, earthwork and concrete work to be paid for separately). Payment to bemade per metre cost of total length of barbed wire used. | item no.440
5.4 | With G.I. barbed wire | item no.441 | 25000 | metre | 17.19 |  |  | Excess(+) | 1 | Full Conversion | INR | [40 empty] | #VALUE! | #VALUE! | #VALUE! | 5.4 | With G.I. barbed wire | item no.441 | 25000 | metre
5.41 | Supplying at site Angle iron post & strut of required size includingbottom to be split and bent at right angle in opposite direction for 10cm length and drilling holes upto 10 mm dia. etc. complete. | item no.442 | 150 | kg | 87.64 |  |  | Excess(+) | 1 | Full Conversion | INR | [40 empty] | #VALUE! | #VALUE! | #VALUE! | 5.41 | Supplying at site Angle iron post & strut of required size includingbottom to be split and bent at right angle in opposite direction for 10cm length and drilling holes upto 10 mm dia. etc. complete. | item no.442 | 150 | kg
5.42 | Welded steel wire fabric fencing with posts of specified material andof standard design placed and embedded in cement concrete blocks45x45x 60 cm of mix 1:5:10 (1 cement:5 fine sand : 10 graded stoneaggregate 40 mm nominal size), every 15th post, last but one endpost and corner post shall be strutted on both sides and end post onone side only and struts embedded in cement concrete blocks70x45x50 cm of the same mix, provided with welded steel wire fabricfixed between the posts fitted and fixed with G.I. staples on woodenplugs or tied to 6 mm bar nibs with G.I. binding wire (cost of posts,welded steel wire fabric, painting, earth work in excavation andconcrete to be paid for separately). | item no.443 | 20 | sqm | 48.22 |  |  | Excess(+) | 1 | Full Conversion | INR | [40 empty] | #VALUE! | #VALUE! | #VALUE! | 5.42 | Welded steel wire fabric fencing with posts of specified material andof standard design placed and embedded in cement concrete blocks45x45x 60 cm of mix 1:5:10 (1 cement:5 fine sand : 10 graded stoneaggregate 40 mm nominal size), every 15th post, last but one endpost and corner post shall be strutted on both sides and end post onone side only and struts embedded in cement concrete blocks70x45x50 cm of the same mix, provided with welded steel wire fabricfixed between the posts fitted and fixed with G.I. staples on woodenplugs or tied to 6 mm bar nibs with G.I. binding wire (cost of posts,welded steel wire fabric, painting, earth work in excavation andconcrete to be paid for separately). | item no.443 | 20 | sqm
5.43 | Providing and fixing pre-moulded joint filler in expansion joints ofRCC roads / CC pavements after making the joints dust free withhigh pressure air jet cleaners, all complete as per direction of theEngineer-in-Charge. (Pre-moulded joint fillers shall be made of bitumenhot sealing compound impregnated fibre board having impregnationmore than 35%, conforming to IS:1838 for fibre board and IS: 1834for hot sealing bitumen compound grade A.) | item no.444 | 5 | per cmdepth percm widthper metrelength | 4.12 |  |  | Excess(+) | 1 | Full Conversion | INR | [40 empty] | #VALUE! | #VALUE! | #VALUE! | 5.43 | Providing and fixing pre-moulded joint filler in expansion joints ofRCC roads / CC pavements after making the joints dust free withhigh pressure air jet cleaners, all complete as per direction of theEngineer-in-Charge. (Pre-moulded joint fillers shall be made of bitumenhot sealing compound impregnated fibre board having impregnationmore than 35%, conforming to IS:1838 for fibre board and IS: 1834for hot sealing bitumen compound grade A.) | item no.444 | 5 | per cmdepth percm widthper metrelength
5.44 | Providing and filling in position rubberized bitumen hot sealingcompound for sealing of expansion joints in roads / pavements allcomplete as per direction of the Engineer-in-Charge. | item no.445 | [52 empty] | 5.44 | Providing and filling in position rubberized bitumen hot sealingcompound for sealing of expansion joints in roads / pavements allcomplete as per direction of the Engineer-in-Charge. | item no.445
5.45 | Using grade 'A' sealing compound conforming to IS: 1834. | item no.446 | 5 | per cmdepth percm widthper metrelength | 6.58 |  |  | Excess(+) | 1 | Full Conversion | INR | [40 empty] | #VALUE! | #VALUE! | #VALUE! | 5.45 | Using grade 'A' sealing compound conforming to IS: 1834. | item no.446 | 5 | per cmdepth percm widthper metrelength
5.46 | Providing and fixing concertina coil fencing with punched tapeconcertina coil 600 mm dia 10 metre openable length ( total length90 m), having 50 nos rounds per 6 metre length, upto 3 m height ofwall with existing angle iron 'Y' shaped placed 2.4m or 3.00 m apartand with 9 horizontal R.B.T. reinforced barbed wire, stud tied withG.I. staples and G.I. clips to retain horizontal, including necessarybolts or G.I. barbed wire tied to angle iron, all complete as per directionof Engineer-in-charge, with reinforced barbed tape(R.B.T.) / Springcore (2.5mm thick) wire of high tensile strength of 165 kg/ sq.mmwith tape (0.52 mm thick) and weight 43.478 gm/ metre (cost ofM.S. angle, C.C. blocks shall be paid separately) | item no.447 | 1 | metre | 266.24 |  |  | Excess(+) | 1 | Full Conversion | INR | [40 empty] | #VALUE! | #VALUE! | #VALUE! | 5.46 | Providing and fixing concertina coil fencing with punched tapeconcertina coil 600 mm dia 10 metre openable length ( total length90 m), having 50 nos rounds per 6 metre length, upto 3 m height ofwall with existing angle iron 'Y' shaped placed 2.4m or 3.00 m apartand with 9 horizontal R.B.T. reinforced barbed wire, stud tied withG.I. staples and G.I. clips to retain horizontal, including necessarybolts or G.I. barbed wire tied to angle iron, all complete as per directionof Engineer-in-charge, with reinforced barbed tape(R.B.T.) / Springcore (2.5mm thick) wire of high tensile strength of 165 kg/ sq.mmwith tape (0.52 mm thick) and weight 43.478 gm/ metre (cost ofM.S. angle, C.C. blocks shall be paid separately) | item no.447 | 1 | metre
5.47 | Providing and fixing G.I. chain link fabric fencing of required width inmesh size 50x50 mm including strengthening with 2 mm dia wire ornuts, bolts and washers as required complete as per the direction ofEngineer-in-charge. | item no.448 | [52 empty] | 5.47 | Providing and fixing G.I. chain link fabric fencing of required width inmesh size 50x50 mm including strengthening with 2 mm dia wire ornuts, bolts and washers as required complete as per the direction ofEngineer-in-charge. | item no.448
5.48 | Made of G.I. wire of dia 4 mm | item no.449 | 1 | sqm | 753.62 |  |  | Excess(+) | 1 | Full Conversion | INR | [40 empty] | #VALUE! | #VALUE! | #VALUE! | 5.48 | Made of G.I. wire of dia 4 mm | item no.449 | 1 | sqm
5.49 | Providing and erecting 2.00 metre high temporary barricading at site;each panel of size 2.50mx2.00m made of 40x40x6mm angle iron or50x50x3mm hollow MS tube posts/horizontal members/bracingscovered with 1.63mm thick MS sheet. The sheet shall be fixed with30x5mm MS flat by suitable welding/riveting. The panels shall bemade so that gap of 50cm above the ground is available makingoverall height as 2.5m. MS channel ISLC 75 @ 5.70 kg/m, 50cmlong shall be provided at the bottom having oval shaped holes of size50x25mm at both ends with 50cm long MS angle 40x40x6mmbracing. Suitable arrangement shall be made to fix the barricading toavoid from overturning by providing 250mm long expansion fastenersat both ends. The work shall be executed as per drawing/direction of Engineer-in-Charge which includes writing and painting, arrangementfor traffic diversion such as traffic signals during construction at sitefor day and night, glow lamps, reflective signs, marking, flags, cautiontape as directed by the Engineer-in-Charge. The barricading providedshall be retained in position at site continuously i/c shifting ofbarricading from one location to another location as many times asrequired during the execution of the entire work till its completion.Rate include its maintenance for damages, painting, all incidentals,labour materials, equipments and works required to execute the job.The barricading shall not be removed without prior approval of Engineer-(Note :- One time payment shall be made for providing barricadingfrom start of work till completion of work i/c shifting. The barricadingprovided shall remain to be the property of the contractor on completion in-Charge.of the work). | item no.450 | 1 | metre | 2479.09 |  |  | Excess(+) | 1 | Full Conversion | INR | [40 empty] | #VALUE! | #VALUE! | #VALUE! | 5.49 | Providing and erecting 2.00 metre high temporary barricading at site;each panel of size 2.50mx2.00m made of 40x40x6mm angle iron or50x50x3mm hollow MS tube posts/horizontal members/bracingscovered with 1.63mm thick MS sheet. The sheet shall be fixed with30x5mm MS flat by suitable welding/riveting. The panels shall bemade so that gap of 50cm above the ground is available makingoverall height as 2.5m. MS channel ISLC 75 @ 5.70 kg/m, 50cmlong shall be provided at the bottom having oval shaped holes of size50x25mm at both ends with 50cm long MS angle 40x40x6mmbracing. Suitable arrangement shall be made to fix the barricading toavoid from overturning by providing 250mm long expansion fastenersat both ends. The work shall be executed as per drawing/direction of Engineer-in-Charge which includes writing and painting, arrangementfor traffic diversion such as traffic signals during construction at sitefor day and night, glow lamps, reflective signs, marking, flags, cautiontape as directed by the Engineer-in-Charge. The barricading providedshall be retained in position at site continuously i/c shifting ofbarricading from one location to another location as many times asrequired during the execution of the entire work till its completion.Rate include its maintenance for damages, painting, all incidentals,labour materials, equipments and works required to execute the job.The barricading shall not be removed without prior approval of Engineer-(Note :- One time payment shall be made for providing barricadingfrom start of work till completion of work i/c shifting. The barricadingprovided shall remain to be the property of the contractor on completion in-Charge.of the work). | item no.450 | 1 | metre
5.5 | SANITARY INSTALLATIONS | item no.451 | [52 empty] | 5.5 | SANITARY INSTALLATIONS | item no.451
5.51 | Providing and fixing water closet squatting pan (Indian type W.C.pan ) with 100 mm sand cast Iron P or S trap, 10 litre low level whiteP.V.C. flushing cistern, including flush pipe, with manually controlleddevice (handle lever) conforming to IS : 7231, with all fittings andfixtures complete, including cutting and making good the walls andfloors wherever required: | item no.452 | [52 empty] | 5.51 | Providing and fixing water closet squatting pan (Indian type W.C.pan ) with 100 mm sand cast Iron P or S trap, 10 litre low level whiteP.V.C. flushing cistern, including flush pipe, with manually controlleddevice (handle lever) conforming to IS : 7231, with all fittings andfixtures complete, including cutting and making good the walls andfloors wherever required: | item no.452
5.52 | White Vitreous china Orissa pattern W.C. pan of size580x440 mm with integral type foot rests | item no.453 | 5 | each | 5069.14 |  |  | Excess(+) | 1 | Full Conversion | INR | [40 empty] | #VALUE! | #VALUE! | #VALUE! | 5.52 | White Vitreous china Orissa pattern W.C. pan of size580x440 mm with integral type foot rests | item no.453 | 5 | each
5.53 | Providing and fixing white vitreous china pedestal type water closet(European type W.C. pan) with seat and lid, 10 litre low level whiteP.V.C. flushing cistern, including flush pipe, with manually controlleddevice (handle lever), conforming to IS : 7231, with all fittings andfixtures complete, including cutting and making good the walls andfloors wherever required : | item no.454 | [52 empty] | 5.53 | Providing and fixing white vitreous china pedestal type water closet(European type W.C. pan) with seat and lid, 10 litre low level whiteP.V.C. flushing cistern, including flush pipe, with manually controlleddevice (handle lever), conforming to IS : 7231, with all fittings andfixtures complete, including cutting and making good the walls andfloors wherever required : | item no.454
5.54 | W.C. pan with ISI marked white solid plastic seat and lid | item no.455 | 5 | each | 4858 |  |  | Excess(+) | 1 | Full Conversion | INR | [40 empty] | #VALUE! | #VALUE! | #VALUE! | 5.54 | W.C. pan with ISI marked white solid plastic seat and lid | item no.455 | 5 | each
5.55 | Providing and fixing white vitreous china flat back or wall corner typelipped front urinal basin of 430x260x350 mm and 340x410x265 mmsizes respectively with automatic flushing cistern with standard flushpipe and C.P. brass spreaders with brass unions and G.I clampscomplete, including painting of fittings and brackets, cutting andmaking good the walls and floors wherever required : | item no.456 | [52 empty] | 5.55 | Providing and fixing white vitreous china flat back or wall corner typelipped front urinal basin of 430x260x350 mm and 340x410x265 mmsizes respectively with automatic flushing cistern with standard flushpipe and C.P. brass spreaders with brass unions and G.I clampscomplete, including painting of fittings and brackets, cutting andmaking good the walls and floors wherever required : | item no.456
5.56 | One urinal basin with 5 litre white P.V.C. automatic flushing cistern | item no.457 | 1 | each | 4619.77 |  |  | Excess(+) | 1 | Full Conversion | INR | [40 empty] | #VALUE! | #VALUE! | #VALUE! | 5.56 | One urinal basin with 5 litre white P.V.C. automatic flushing cistern | item no.457 | 1 | each
5.57 | Providing and fixing white vitreous china flat back half stall urinal ofsize 580x380x350 mm with white PVC automatic flushing cistern,with fittings, standard size C.P. brass flush pipe, spreaders withunions and clamps (all in C.P. brass) with waste fitting as per IS :2556, C.I. trap with outlet grating and other couplings in C.P. brass,including painting of fittings and cutting and making good the wallsand floors wherever required : | item no.458 | [52 empty] | 5.57 | Providing and fixing white vitreous china flat back half stall urinal ofsize 580x380x350 mm with white PVC automatic flushing cistern,with fittings, standard size C.P. brass flush pipe, spreaders withunions and clamps (all in C.P. brass) with waste fitting as per IS :2556, C.I. trap with outlet grating and other couplings in C.P. brass,including painting of fittings and cutting and making good the wallsand floors wherever required : | item no.458
5.58 | Single half stall urinal with 5 litre P.V.C. automaticflushing cistern | item no.459 | 1 | each | 8880.58 |  |  | Excess(+) | 1 | Full Conversion | INR | [40 empty] | #VALUE! | #VALUE! | #VALUE! | 5.58 | Single half stall urinal with 5 litre P.V.C. automaticflushing cistern | item no.459 | 1 | each
5.59 | Providing and fixing wash basin with C.I. brackets, 15 mm C.P. brasspillar taps, 32 mm C.P. brass waste of standard pattern, includingpainting of fittings and brackets, cutting and making good the wallswherever require: | item no.460 | [52 empty] | 5.59 | Providing and fixing wash basin with C.I. brackets, 15 mm C.P. brasspillar taps, 32 mm C.P. brass waste of standard pattern, includingpainting of fittings and brackets, cutting and making good the wallswherever require: | item no.460
5.6 | White Vitreous China Wash basin size 550x400 mmwith a pair of 15 mm C.P. brass pillar taps | item no.461 | 2 | each | 1789.43 |  |  | Excess(+) | 1 | Full Conversion | INR | [40 empty] | #VALUE! | #VALUE! | #VALUE! | 5.6 | White Vitreous China Wash basin size 550x400 mmwith a pair of 15 mm C.P. brass pillar taps | item no.461 | 2 | each
5.61 | White Vitreous China Flat back wash basin size 550x400 mm with single 15 mm C.P. brass pillar tap | item no.462 | 2 | each | 1472.69 |  |  | Excess(+) | 1 | Full Conversion | INR | [40 empty] | #VALUE! | #VALUE! | #VALUE! | 5.61 | White Vitreous China Flat back wash basin size 550x400 mm with single 15 mm C.P. brass pillar tap | item no.462 | 2 | each
5.62 | Providing and fixing wash basin with C.I. brackets, 15 mm dia CPBrass single hole basin mixer of approved quality and make, includingpainting of fittings and brackets, cutting and making good the wallswherever required:-(a) White Vitreous China Wash basin size 550x400 mm with a15 mm CP Brass single hole basin mixer | item no.463 | 10 | each | 3032.92 |  |  | Excess(+) | 1 | Full Conversion | INR | [40 empty] | #VALUE! | #VALUE! | #VALUE! | 5.62 | Providing and fixing wash basin with C.I. brackets, 15 mm dia CPBrass single hole basin mixer of approved quality and make, includingpainting of fittings and brackets, cutting and making good the wallswherever required:-(a) White Vitreous China Wash basin size 550x400 mm with a15 mm CP Brass single hole basin mixer | item no.463 | 10 | each
5.63 | Providing and fixing Stainless Steel A ISI 304 (18/8) kitchen sink asper IS:13983 with C.I. brackets and stainless steel plug 40 mm,including painting of fittings and brackets, cutting and making goodthe walls wherever required : | item no.464 | [52 empty] | 5.63 | Providing and fixing Stainless Steel A ISI 304 (18/8) kitchen sink asper IS:13983 with C.I. brackets and stainless steel plug 40 mm,including painting of fittings and brackets, cutting and making goodthe walls wherever required : | item no.464
5.64 | Kitchen sink with drain board | item no.465 | [52 empty] | 5.64 | Kitchen sink with drain board | item no.465
5.65 | 510x1040 mm bowl depth 250 mm | item no.466 | 2 | each | 5268.26 |  |  | Excess(+) | 1 | Full Conversion | INR | [40 empty] | #VALUE! | #VALUE! | #VALUE! | 5.65 | 510x1040 mm bowl depth 250 mm | item no.466 | 2 | each
5.66 | Providing and fixing white vitreous china water closet squatting pan(Indian type) : | item no.467 | [52 empty] | 5.66 | Providing and fixing white vitreous china water closet squatting pan(Indian type) : | item no.467
5.67 | Orissa pattern W.C. pan of size 580x440 mm | item no.468 | 2 | each | 2418.41 |  |  | Excess(+) | 1 | Full Conversion | INR | [40 empty] | #VALUE! | #VALUE! | #VALUE! | 5.67 | Orissa pattern W.C. pan of size 580x440 mm | item no.468 | 2 | each
5.68 | Providing and fixing white vitreous china pedestal type (Europeantype/ wash down type) water closet pan. | item no.469 | 1 | each | 2107.54 |  |  | Excess(+) | 1 | Full Conversion | INR | [40 empty] | #VALUE! | #VALUE! | #VALUE! | 5.68 | Providing and fixing white vitreous china pedestal type (Europeantype/ wash down type) water closet pan. | item no.469 | 1 | each
5.69 | Providing and fixing 8 mm dia C.P. / S.S. Jet with flexible tube upto1 metre long with S.S. triangular plate to Eureopean type W.C. ofquality and make as approved by Engineer - in - charge. | item no.470 | 1 | each | 262.47 |  |  | Excess(+) | 1 | Full Conversion | INR | [40 empty] | #VALUE! | #VALUE! | #VALUE! | 5.69 | Providing and fixing 8 mm dia C.P. / S.S. Jet with flexible tube upto1 metre long with S.S. triangular plate to Eureopean type W.C. ofquality and make as approved by Engineer - in - charge. | item no.470 | 1 | each
5.7 | Providing and fixing a pair of white vitreous china foot rests of standardpattern for squatting pan water closet : | item no.471 | [52 empty] | 5.7 | Providing and fixing a pair of white vitreous china foot rests of standardpattern for squatting pan water closet : | item no.471
5.71 | 250x130x30 mm | item no.472 | 2 | pair | 192.55 |  |  | Excess(+) | 1 | Full Conversion | INR | [40 empty] | #VALUE! | #VALUE! | #VALUE! | 5.71 | 250x130x30 mm | item no.472 | 2 | pair
5.72 | Providing and fixing P.V.C. low level flushing cistern with manuallycontrolled device (handle lever) conforming to IS : 7231, with all fittingsand fixtures complete. | item no.473 | [52 empty] | 5.72 | Providing and fixing P.V.C. low level flushing cistern with manuallycontrolled device (handle lever) conforming to IS : 7231, with all fittingsand fixtures complete. | item no.473
5.73 | 10 litre capacity - White | item no.474 | 5 | each | 897.02 |  |  | Excess(+) | 1 | Full Conversion | INR | [40 empty] | #VALUE! | #VALUE! | #VALUE! | 5.73 | 10 litre capacity - White | item no.474 | 5 | each
5.74 | Providing and fixing solid plastic seat with lid for pedestal type W.C.pan complete : | item no.475 | [52 empty] | 5.74 | Providing and fixing solid plastic seat with lid for pedestal type W.C.pan complete : | item no.475
5.75 | White solid plastic seat with lid | item no.476 | 10 | each | 514.29 |  |  | Excess(+) | 1 | Full Conversion | INR | [40 empty] | #VALUE! | #VALUE! | #VALUE! | 5.75 | White solid plastic seat with lid | item no.476 | 10 | each
5.76 | Providing and fixing G.I. inlet connection for flush pipe connectingwith W.C. pan. | item no.477 | 1 | each | 115.43 |  |  | Excess(+) | 1 | Full Conversion | INR | [40 empty] | #VALUE! | #VALUE! | #VALUE! | 5.76 | Providing and fixing G.I. inlet connection for flush pipe connectingwith W.C. pan. | item no.477 | 1 | each
5.77 | Providing and fixing CP Brass 32mm size Bottle Trap of approvedquality & make and as per the direction of Engineer-in-charge. | item no.478 | 10 | each | 777.07 |  |  | Excess(+) | 1 | Full Conversion | INR | [40 empty] | #VALUE! | #VALUE! | #VALUE! | 5.77 | Providing and fixing CP Brass 32mm size Bottle Trap of approvedquality & make and as per the direction of Engineer-in-charge. | item no.478 | 10 | each
5.78 | Providing and fixing CP Brass Single lever telephonic wall mixer ofquality & make(a) 15 mm nominal dia as approved by Engineer in charge. | item no.479 | 10 | each | 5365.32 |  |  | Excess(+) | 1 | Full Conversion | INR | [40 empty] | #VALUE! | #VALUE! | #VALUE! | 5.78 | Providing and fixing CP Brass Single lever telephonic wall mixer ofquality & make(a) 15 mm nominal dia as approved by Engineer in charge. | item no.479 | 10 | each
5.79 | Providing and fixing white vitreous china flat back or wall corner typelipped front urinal basin of 430x260x350 mm or 340x410x265 mmsizes respectively. | item no.480 | 1 | each | 1212.01 |  |  | Excess(+) | 1 | Full Conversion | INR | [40 empty] | #VALUE! | #VALUE! | #VALUE! | 5.79 | Providing and fixing white vitreous china flat back or wall corner typelipped front urinal basin of 430x260x350 mm or 340x410x265 mmsizes respectively. | item no.480 | 1 | each
5.8 | Providing and fixing white vitreous china wash basin including makingall connections but excluding the cost of fittings : | item no.481 | [52 empty] | 5.8 | Providing and fixing white vitreous china wash basin including makingall connections but excluding the cost of fittings : | item no.481
5.81 | Flat back wash basin of size 550x400 mm | item no.482 | 15 | each | 802.67 |  |  | Excess(+) | 1 | Full Conversion | INR | [40 empty] | #VALUE! | #VALUE! | #VALUE! | 5.81 | Flat back wash basin of size 550x400 mm | item no.482 | 15 | each
5.82 | Providing and fixing P.V.C. waste pipe for sink or wash basin includingP.V.C. waste fittings complete. | item no.483 | [52 empty] | 5.82 | Providing and fixing P.V.C. waste pipe for sink or wash basin includingP.V.C. waste fittings complete. | item no.483
5.83 | Semi rigid pipe | item no.484 | [52 empty] | 5.83 | Semi rigid pipe | item no.484
5.84 | 32 mm dia | item no.485 | 10 | each | 79.75 |  |  | Excess(+) | 1 | Full Conversion | INR | [40 empty] | #VALUE! | #VALUE! | #VALUE! | 5.84 | 32 mm dia | item no.485 | 10 | each
5.85 | 40 mm dia | item no.486 | 10 | each | 89.13 |  |  | Excess(+) | 1 | Full Conversion | INR | [40 empty] | #VALUE! | #VALUE! | #VALUE! | 5.85 | 40 mm dia | item no.486 | 10 | each
5.86 | Flexible pipe | item no.487 | [52 empty] | 5.86 | Flexible pipe | item no.487
5.87 | 32 mm dia | item no.488 | 10 | each | 91.49 |  |  | Excess(+) | 1 | Full Conversion | INR | [40 empty] | #VALUE! | #VALUE! | #VALUE! | 5.87 | 32 mm dia | item no.488 | 10 | each
5.88 | 40 mm dia | item no.489 | 10 | each | 91.49 |  |  | Excess(+) | 1 | Full Conversion | INR | [40 empty] | #VALUE! | #VALUE! | #VALUE! | 5.88 | 40 mm dia | item no.489 | 10 | each
5.89 | Providing and fixing 600x450 mm beveled edge mirror of superiorglass (of approved quality) complete with 6 mm thick hard boardground fixed to wooden cleats with C.P. brass screws and washerscomplete. | item no.490 | 20 | each | 1237.31 |  |  | Excess(+) | 1 | Full Conversion | INR | [40 empty] | #VALUE! | #VALUE! | #VALUE! | 5.89 | Providing and fixing 600x450 mm beveled edge mirror of superiorglass (of approved quality) complete with 6 mm thick hard boardground fixed to wooden cleats with C.P. brass screws and washerscomplete. | item no.490 | 20 | each
5.9 | Providing and fixing mirror of superior glass (of approved quality) andof required shape and size with plastic moulded frame of approvedmake and shade with 6 mm thick hard board backing : | item no.491 | [52 empty] | 5.9 | Providing and fixing mirror of superior glass (of approved quality) andof required shape and size with plastic moulded frame of approvedmake and shade with 6 mm thick hard board backing : | item no.491
5.91 | Rectangular shape 1500x450 mm | item no.492 | 2 | each | 1593.34 |  |  | Excess(+) | 1 | Full Conversion | INR | [40 empty] | #VALUE! | #VALUE! | #VALUE! | 5.91 | Rectangular shape 1500x450 mm | item no.492 | 2 | each
5.92 | Providing and fixing 600x120x5 mm glass shelf with edges round off,supported on anodised aluminium angle frame with C.P. brassbrackets and guard rail complete fixed with 40 mm long screws, rawlplugs etc., complete. | item no.493 | 1 | each | 826.09 |  |  | Excess(+) | 1 | Full Conversion | INR | [40 empty] | #VALUE! | #VALUE! | #VALUE! | 5.92 | Providing and fixing 600x120x5 mm glass shelf with edges round off,supported on anodised aluminium angle frame with C.P. brassbrackets and guard rail complete fixed with 40 mm long screws, rawlplugs etc., complete. | item no.493 | 1 | each
5.93 | Providing and fixing toilet paper holder : | item no.494 | [52 empty] | 5.93 | Providing and fixing toilet paper holder : | item no.494
5.94 | C.P. brass | item no.495 | 10 | each | 596.93 |  |  | Excess(+) | 1 | Full Conversion | INR | [40 empty] | #VALUE! | #VALUE! | #VALUE! | 5.94 | C.P. brass | item no.495 | 10 | each
5.95 | Providing and fixing soil, waste and vent pipes : | item no.496 | [52 empty] | 5.95 | Providing and fixing soil, waste and vent pipes : | item no.496
5.96 | 100 mm dia | item no.497 | [52 empty] | 5.96 | 100 mm dia | item no.497
5.97 | Sand cast iron S&S pipe as per IS: 1729 | item no.498 | 15 | metre | 892.63 |  |  | Excess(+) | 1 | Full Conversion | INR | [40 empty] | #VALUE! | #VALUE! | #VALUE! | 5.97 | Sand cast iron S&S pipe as per IS: 1729 | item no.498 | 15 | metre
5.98 | Centrifugally cast (spun) iron socket &spigot (S&S) pipe as per IS: 3989 | item no.499 | 75 | metre | 944.67 |  |  | Excess(+) | 1 | Full Conversion | INR | [40 empty] | #VALUE! | #VALUE! | #VALUE! | 5.98 | Centrifugally cast (spun) iron socket &spigot (S&S) pipe as per IS: 3989 | item no.499 | 75 | metre
5.99 | 75 mm diameter : | item no.500 | [52 empty] | 5.99 | 75 mm diameter : | item no.500
6 | Sand cast iron S&S pipe as per IS: 1729 | item no.501 | 15 | metre | 816.79 |  |  | Excess(+) | 1 | Full Conversion | INR | [40 empty] | #VALUE! | #VALUE! | #VALUE! | 6 | Sand cast iron S&S pipe as per IS: 1729 | item no.501 | 15 | metre
6.01 | Centrifugally cast (spun) iron socketed pipeas per IS: 3989 | item no.502 | 15 | metre | 913.72 |  |  | Excess(+) | 1 | Full Conversion | INR | [40 empty] | #VALUE! | #VALUE! | #VALUE! | 6.01 | Centrifugally cast (spun) iron socketed pipeas per IS: 3989 | item no.502 | 15 | metre
6.02 | Providing and filling the joints with spun yarn, cement slurry andcement mortar 1:2 ( 1 cement : 2 fine sand) in S.C.I./ C.I. Pipes : | item no.503 | [52 empty] | 6.02 | Providing and filling the joints with spun yarn, cement slurry andcement mortar 1:2 ( 1 cement : 2 fine sand) in S.C.I./ C.I. Pipes : | item no.503
6.03 | 75 mm dia pipe | item no.504 | 5 | each | 121.61 |  |  | Excess(+) | 1 | Full Conversion | INR | [40 empty] | #VALUE! | #VALUE! | #VALUE! | 6.03 | 75 mm dia pipe | item no.504 | 5 | each
6.04 | 100 mm dia pipe | item no.505 | 5 | each | 143.31 |  |  | Excess(+) | 1 | Full Conversion | INR | [40 empty] | #VALUE! | #VALUE! | #VALUE! | 6.04 | 100 mm dia pipe | item no.505 | 5 | each
6.05 | Providing and fixing M.S. holder-bat clamps of approved design toSand Cast iron/cast iron (spun) pipe embedded in and includingcement concrete blocks 10x10x10 cm of 1:2:4 mix (1 cement : 2coarse sand : 4 graded stone aggregate 20 mm nominal size),including cost of cutting holes and making good the walls etc. : | item no.506 | [52 empty] | 6.05 | Providing and fixing M.S. holder-bat clamps of approved design toSand Cast iron/cast iron (spun) pipe embedded in and includingcement concrete blocks 10x10x10 cm of 1:2:4 mix (1 cement : 2coarse sand : 4 graded stone aggregate 20 mm nominal size),including cost of cutting holes and making good the walls etc. : | item no.506
6.06 | For 100 mm dia pipe | item no.507 | 5 | each | 270.45 |  |  | Excess(+) | 1 | Full Conversion | INR | [40 empty] | #VALUE! | #VALUE! | #VALUE! | 6.06 | For 100 mm dia pipe | item no.507 | 5 | each
6.07 | For 75 mm dia pipe | item no.508 | 5 | each | 266.94 |  |  | Excess(+) | 1 | Full Conversion | INR | [40 empty] | #VALUE! | #VALUE! | #VALUE! | 6.07 | For 75 mm dia pipe | item no.508 | 5 | each
6.08 | Providing and fixing bend of required degree with access door, insertionrubber washer 3 mm thick, bolts and nuts complete. | item no.509 | [52 empty] | 6.08 | Providing and fixing bend of required degree with access door, insertionrubber washer 3 mm thick, bolts and nuts complete. | item no.509
6.09 | 100 mm dia | item no.510 | [52 empty] | 6.09 | 100 mm dia | item no.510
6.1 | Sand cast iron S&S as per IS - 1729 | item no.511 | 2 | each | 465.32 |  |  | Excess(+) | 1 | Full Conversion | INR | [40 empty] | #VALUE! | #VALUE! | #VALUE! | 6.1 | Sand cast iron S&S as per IS - 1729 | item no.511 | 2 | each
6.11 | Sand cast iron S&S as per IS - 3989 | item no.512 | 2 | each | 523.98 |  |  | Excess(+) | 1 | Full Conversion | INR | [40 empty] | #VALUE! | #VALUE! | #VALUE! | 6.11 | Sand cast iron S&S as per IS - 3989 | item no.512 | 2 | each
6.12 | 75 mm dia | item no.513 | [52 empty] | 6.12 | 75 mm dia | item no.513
6.13 | Sand cast iron S&S as per IS - 1729 | item no.514 | 2 | each | 385.8 |  |  | Excess(+) | 1 | Full Conversion | INR | [40 empty] | #VALUE! | #VALUE! | #VALUE! | 6.13 | Sand cast iron S&S as per IS - 1729 | item no.514 | 2 | each
6.14 | Sand cast iron S&S as per IS- 3989 | item no.515 | 2 | each | 397.54 |  |  | Excess(+) | 1 | Full Conversion | INR | [40 empty] | #VALUE! | #VALUE! | #VALUE! | 6.14 | Sand cast iron S&S as per IS- 3989 | item no.515 | 2 | each
6.15 | Providing and fixing plain bend of required degree. | item no.516 | [52 empty] | 6.15 | Providing and fixing plain bend of required degree. | item no.516
6.16 | 100 mm dia | item no.517 | [52 empty] | 6.16 | 100 mm dia | item no.517
6.17 | Sand cast iron S&S as per IS - 1729 | item no.518 | 1 | each | 362.08 |  |  | Excess(+) | 1 | Full Conversion | INR | [40 empty] | #VALUE! | #VALUE! | #VALUE! | 6.17 | Sand cast iron S&S as per IS - 1729 | item no.518 | 1 | each
6.18 | Sand cast iron S&S as per IS : 3989 | item no.519 | 1 | each | 385.58 |  |  | Excess(+) | 1 | Full Conversion | INR | [40 empty] | #VALUE! | #VALUE! | #VALUE! | 6.18 | Sand cast iron S&S as per IS : 3989 | item no.519 | 1 | each
6.19 | 75 mm dia | item no.520 | [52 empty] | 6.19 | 75 mm dia | item no.520
6.2 | Sand cast iron S&S as per IS -1729 | item no.521 | 1 | each | 273.17 |  |  | Excess(+) | 1 | Full Conversion | INR | [40 empty] | #VALUE! | #VALUE! | #VALUE! | 6.2 | Sand cast iron S&S as per IS -1729 | item no.521 | 1 | each
6.21 | Sand cast iron S&S as per IS - 3989 | item no.522 | 1 | each | 261.46 |  |  | Excess(+) | 1 | Full Conversion | INR | [40 empty] | #VALUE! | #VALUE! | #VALUE! | 6.21 | Sand cast iron S&S as per IS - 3989 | item no.522 | 1 | each
6.22 | Providing and fixing single equal plain junction of required degreewith access door, insertion rubber washer 3 mm thick, bolts andnuts complete. | item no.523 | [52 empty] | 6.22 | Providing and fixing single equal plain junction of required degreewith access door, insertion rubber washer 3 mm thick, bolts andnuts complete. | item no.523
6.23 | 100x100x100 mm | item no.524 | [52 empty] | 6.23 | 100x100x100 mm | item no.524
6.24 | Sand cast iron S&S as per IS - 1729 | item no.525 | 5 | each | 588.51 |  |  | Excess(+) | 1 | Full Conversion | INR | [40 empty] | #VALUE! | #VALUE! | #VALUE! | 6.24 | Sand cast iron S&S as per IS - 1729 | item no.525 | 5 | each
6.25 | Sand cast iron S&S as per IS - 3989 | item no.526 | 10 | each | 641.3 |  |  | Excess(+) | 1 | Full Conversion | INR | [40 empty] | #VALUE! | #VALUE! | #VALUE! | 6.25 | Sand cast iron S&S as per IS - 3989 | item no.526 | 10 | each
6.26 | 75x75x75 mm | item no.527 | [52 empty] | 6.26 | 75x75x75 mm | item no.527
6.27 | Sand cast iron S&S as per IS - 1729 | item no.528 | 1 | each | 503.11 |  |  | Excess(+) | 1 | Full Conversion | INR | [40 empty] | #VALUE! | #VALUE! | #VALUE! | 6.27 | Sand cast iron S&S as per IS - 1729 | item no.528 | 1 | each
6.28 | Sand cast iron S&S as per IS - 3989 | item no.529 | 1 | each | 503.11 |  |  | Excess(+) | 1 | Full Conversion | INR | [40 empty] | #VALUE! | #VALUE! | #VALUE! | 6.28 | Sand cast iron S&S as per IS - 3989 | item no.529 | 1 | each
6.29 | Providing and fixing single equal plain junction of required degree : | item no.530 | [52 empty] | 6.29 | Providing and fixing single equal plain junction of required degree : | item no.530
6.3 | 100x100x100 mm | item no.531 | [52 empty] | 6.3 | 100x100x100 mm | item no.531
6.31 | Sand cast iron S&S as per IS - 1729 | item no.532 | 1 | each | 508.72 |  |  | Excess(+) | 1 | Full Conversion | INR | [40 empty] | #VALUE! | #VALUE! | #VALUE! | 6.31 | Sand cast iron S&S as per IS - 1729 | item no.532 | 1 | each
6.32 | Sand cast iron S&S as per IS - 3989 | item no.533 | 1 | each | 620.17 |  |  | Excess(+) | 1 | Full Conversion | INR | [40 empty] | #VALUE! | #VALUE! | #VALUE! | 6.32 | Sand cast iron S&S as per IS - 3989 | item no.533 | 1 | each
6.33 | 75x75x75 mm | item no.534 | [52 empty] | 6.33 | 75x75x75 mm | item no.534
6.34 | Sand cast iron S&S as per IS - 1729 | item no.535 | 1 | each | 396.36 |  |  | Excess(+) | 1 | Full Conversion | INR | [40 empty] | #VALUE! | #VALUE! | #VALUE! | 6.34 | Sand cast iron S&S as per IS - 1729 | item no.535 | 1 | each
6.35 | Sand cast iron S&S as per IS - 3989 | item no.536 | 1 | each | 437.44 |  |  | Excess(+) | 1 | Full Conversion | INR | [40 empty] | #VALUE! | #VALUE! | #VALUE! | 6.35 | Sand cast iron S&S as per IS - 3989 | item no.536 | 1 | each
6.36 | Providing and fixing terminal guard : | item no.537 | [52 empty] | 6.36 | Providing and fixing terminal guard : | item no.537
6.37 | 100 mm | item no.538 | [52 empty] | 6.37 | 100 mm | item no.538
6.38 | Sand cast iron S&S as per IS - 1729 | item no.539 | 5 | each | 344.5 |  |  | Excess(+) | 1 | Full Conversion | INR | [40 empty] | #VALUE! | #VALUE! | #VALUE! | 6.38 | Sand cast iron S&S as per IS - 1729 | item no.539 | 5 | each
6.39 | Sand cast iron S&S as per IS - 3989 | item no.540 | 10 | each | 385.58 |  |  | Excess(+) | 1 | Full Conversion | INR | [40 empty] | #VALUE! | #VALUE! | #VALUE! | 6.39 | Sand cast iron S&S as per IS - 3989 | item no.540 | 10 | each
6.4 | 75 mm | item no.541 | [52 empty] | 6.4 | 75 mm | item no.541
6.41 | Sand cast iron S&S as per IS - 1729 | item no.542 | 1 | each | 279.04 |  |  | Excess(+) | 1 | Full Conversion | INR | [40 empty] | #VALUE! | #VALUE! | #VALUE! | 6.41 | Sand cast iron S&S as per IS - 1729 | item no.542 | 1 | each
6.42 | Sand cast iron S&S as per IS - 3989 | item no.543 | 1 | each | 273.17 |  |  | Excess(+) | 1 | Full Conversion | INR | [40 empty] | #VALUE! | #VALUE! | #VALUE! | 6.42 | Sand cast iron S&S as per IS - 3989 | item no.543 | 1 | each
6.43 | Providing and fixing collar : | item no.544 | [52 empty] | 6.43 | Providing and fixing collar : | item no.544
6.44 | 100 mm | item no.545 | [52 empty] | 6.44 | 100 mm | item no.545
6.45 | Sand cast iron S&S as per IS - 1729 | item no.546 | 10 | each | 350.37 |  |  | Excess(+) | 1 | Full Conversion | INR | [40 empty] | #VALUE! | #VALUE! | #VALUE! | 6.45 | Sand cast iron S&S as per IS - 1729 | item no.546 | 10 | each
6.46 | Sand cast iron S&S as per IS - 3989 | item no.547 | 10 | each | 385.58 |  |  | Excess(+) | 1 | Full Conversion | INR | [40 empty] | #VALUE! | #VALUE! | #VALUE! | 6.46 | Sand cast iron S&S as per IS - 3989 | item no.547 | 10 | each
6.47 | 75 mm | item no.548 | [52 empty] | 6.47 | 75 mm | item no.548
6.48 | Sand cast iron S&S as per IS - 1729 | item no.549 | 10 | each | 238.01 |  |  | Excess(+) | 1 | Full Conversion | INR | [40 empty] | #VALUE! | #VALUE! | #VALUE! | 6.48 | Sand cast iron S&S as per IS - 1729 | item no.549 | 10 | each
6.49 | Sand cast iron S&S as per IS - 3989 | item no.550 | 10 | each | 238.01 |  |  | Excess(+) | 1 | Full Conversion | INR | [40 empty] | #VALUE! | #VALUE! | #VALUE! | 6.49 | Sand cast iron S&S as per IS - 3989 | item no.550 | 10 | each
6.5 | Providing lead caulked joints to sand cast iron/centrifugally cast(spun) iron pipes and fittings of diameter : | item no.551 | [52 empty] | 6.5 | Providing lead caulked joints to sand cast iron/centrifugally cast(spun) iron pipes and fittings of diameter : | item no.551
6.51 | 100 mm | item no.552 | 80 | each | 481.94 |  |  | Excess(+) | 1 | Full Conversion | INR | [40 empty] | #VALUE! | #VALUE! | #VALUE! | 6.51 | 100 mm | item no.552 | 80 | each
6.52 | 75 mm | item no.553 | 50 | each | 408.94 |  |  | Excess(+) | 1 | Full Conversion | INR | [40 empty] | #VALUE! | #VALUE! | #VALUE! | 6.52 | 75 mm | item no.553 | 50 | each
6.53 | Providing and fixing M.S. stays and clamps for sand cast iron/centrifugally cast (spun) iron pipes of diameter : | item no.554 | [52 empty] | 6.53 | Providing and fixing M.S. stays and clamps for sand cast iron/centrifugally cast (spun) iron pipes of diameter : | item no.554
6.54 | 100 mm | item no.555 | 100 | each | 112.8 |  |  | Excess(+) | 1 | Full Conversion | INR | [40 empty] | #VALUE! | #VALUE! | #VALUE! | 6.54 | 100 mm | item no.555 | 100 | each
6.55 | 75 mm | item no.556 | 10 | each | 70.23 |  |  | Excess(+) | 1 | Full Conversion | INR | [40 empty] | #VALUE! | #VALUE! | #VALUE! | 6.55 | 75 mm | item no.556 | 10 | each
6.56 | Providing and fixing trap of self cleansing design with screwed downor hinged grating with or without vent arm complete, including cost ofcutting and making good the walls and floors : | item no.557 | [52 empty] | 6.56 | Providing and fixing trap of self cleansing design with screwed downor hinged grating with or without vent arm complete, including cost ofcutting and making good the walls and floors : | item no.557
6.57 | 100 mm inlet and 100 mm outlet | item no.558 | [52 empty] | 6.57 | 100 mm inlet and 100 mm outlet | item no.558
6.58 | Sand cast iron S&S as per IS: 3989 | item no.559 | 5 | each | 1406.49 |  |  | Excess(+) | 1 | Full Conversion | INR | [40 empty] | #VALUE! | #VALUE! | #VALUE! | 6.58 | Sand cast iron S&S as per IS: 3989 | item no.559 | 5 | each
6.59 | Sand Cast Iron S&S as per IS: 1729 | item no.560 | 2 | each | 1230.56 |  |  | Excess(+) | 1 | Full Conversion | INR | [40 empty] | #VALUE! | #VALUE! | #VALUE! | 6.59 | Sand Cast Iron S&S as per IS: 1729 | item no.560 | 2 | each
6.6 | 100 mm inlet and 75 mm outlet | item no.561 | [52 empty] | 6.6 | 100 mm inlet and 75 mm outlet | item no.561
6.61 | Sand cast iron S&S as per IS - 3989 | item no.562 | 5 | each | 1465.15 |  |  | Excess(+) | 1 | Full Conversion | INR | [40 empty] | #VALUE! | #VALUE! | #VALUE! | 6.61 | Sand cast iron S&S as per IS - 3989 | item no.562 | 5 | each
6.62 | Sand Cast Iron S&S as per IS- 1729 | item no.563 | 2 | each | 1136.69 |  |  | Excess(+) | 1 | Full Conversion | INR | [40 empty] | #VALUE! | #VALUE! | #VALUE! | 6.62 | Sand Cast Iron S&S as per IS- 1729 | item no.563 | 2 | each
6.63 | Cutting chases in brick masonry walls for following diameter sandcast iron/centrifugally cast (spun) iron pipes and making good thesame with cement concrete 1:3:6 ( 1 cement : 3 coarse sand :6graded stone aggregate 12.5 mm nominal size), including necessaryplaster and pointing in cement mortar 1:4 (1 cement : 4 coarsesand) : | item no.564 | [52 empty] | 6.63 | Cutting chases in brick masonry walls for following diameter sandcast iron/centrifugally cast (spun) iron pipes and making good thesame with cement concrete 1:3:6 ( 1 cement : 3 coarse sand :6graded stone aggregate 12.5 mm nominal size), including necessaryplaster and pointing in cement mortar 1:4 (1 cement : 4 coarsesand) : | item no.564
6.64 | 100 mm dia | item no.565 | 1.5 | metre | 539.85 |  |  | Excess(+) | 1 | Full Conversion | INR | [40 empty] | #VALUE! | #VALUE! | #VALUE! | 6.64 | 100 mm dia | item no.565 | 1.5 | metre
6.65 | 75 mm dia | item no.566 | 1.5 | metre | 387.72 |  |  | Excess(+) | 1 | Full Conversion | INR | [40 empty] | #VALUE! | #VALUE! | #VALUE! | 6.65 | 75 mm dia | item no.566 | 1.5 | metre
6.66 | Providing and fixing vitreous china dual purpose closet suitable foruse as squatting pan or European type water closet (Anglo IndianW.C pan) with seat & lid fixed with C.P. brass hinges and rubberbuffers, 10 litre low level flushing cistern with fitting and brackets, 40mm flush bend, 20 mm over flow pipe, with specials of standardmake and mosquito proof coupling of approved municipal designcomplete, including painting of fittings and brackets, cutting andmaking good the walls and floors wherever required: | item no.567 | [52 empty] | 6.66 | Providing and fixing vitreous china dual purpose closet suitable foruse as squatting pan or European type water closet (Anglo IndianW.C pan) with seat & lid fixed with C.P. brass hinges and rubberbuffers, 10 litre low level flushing cistern with fitting and brackets, 40mm flush bend, 20 mm over flow pipe, with specials of standardmake and mosquito proof coupling of approved municipal designcomplete, including painting of fittings and brackets, cutting andmaking good the walls and floors wherever required: | item no.567
6.67 | White vitreous china dual purpose WC pan with whitesolid plastic seat and lid with white vitreous china flushingcistern and C.P. flush bend. | item no.568 | 1 | each | 9054.49 |  |  | Excess(+) | 1 | Full Conversion | INR | [40 empty] | #VALUE! | #VALUE! | #VALUE! | 6.67 | White vitreous china dual purpose WC pan with whitesolid plastic seat and lid with white vitreous china flushingcistern and C.P. flush bend. | item no.568 | 1 | each
6.68 | WATER SUPPLY | item no.569 | [52 empty] | 6.68 | WATER SUPPLY | item no.569
6.69 | Providing and fixing Chlorinated Polyvinyl Chloride (CPVC) pipes, having thermal stability for hot & cold water supply, including all CPVC plain & brass threaded fittings, including fixing the pipe with clamps at 1.00 m spacing. This includes jointing of pipes & fittings with one step CPVC solvent cement and testing of joints complete as per direction of Engineer in Charge. Internal work - Exposed on wall | item no.570 | [52 empty] | 6.69 | Providing and fixing Chlorinated Polyvinyl Chloride (CPVC) pipes, having thermal stability for hot & cold water supply, including all CPVC plain & brass threaded fittings, including fixing the pipe with clamps at 1.00 m spacing. This includes jointing of pipes & fittings with one step CPVC solvent cement and testing of joints complete as per direction of Engineer in Charge. Internal work - Exposed on wall | item no.570
6.7 | 20 mm nominal dia Pipes | item no.571 | 25 | metre | 285.05 |  |  | Excess(+) | 1 | Full Conversion | INR | [40 empty] | #VALUE! | #VALUE! | #VALUE! | 6.7 | 20 mm nominal dia Pipes | item no.571 | 25 | metre
6.71 | 25 mm nominal dia Pipes | item no.572 | 12 | metre | 358.22 |  |  | Excess(+) | 1 | Full Conversion | INR | [40 empty] | #VALUE! | #VALUE! | #VALUE! | 6.71 | 25 mm nominal dia Pipes | item no.572 | 12 | metre
6.72 | 32 mm nominal dia Pipes | item no.573 | 12 | metre | 439.24 |  |  | Excess(+) | 1 | Full Conversion | INR | [40 empty] | #VALUE! | #VALUE! | #VALUE! | 6.72 | 32 mm nominal dia Pipes | item no.573 | 12 | metre
6.73 | Providing and fixing Chlorinated Polyvinyl Chloride (CPVC) pipes, having thermal stability for hot & cold water supply including all CPVC plain & brass threaded fittings This includes jointing of pipes & fittings with one step CPVC solvent cement, trenching, refilling & testing of joints complete as per direction of Engineer in Charge. External work | item no.574 | [52 empty] | 6.73 | Providing and fixing Chlorinated Polyvinyl Chloride (CPVC) pipes, having thermal stability for hot & cold water supply including all CPVC plain & brass threaded fittings This includes jointing of pipes & fittings with one step CPVC solvent cement, trenching, refilling & testing of joints complete as per direction of Engineer in Charge. External work | item no.574
6.74 | 20 mm nominal dia Pipes | item no.575 | 100 | metre | 241.34 |  |  | Excess(+) | 1 | Full Conversion | INR | [40 empty] | #VALUE! | #VALUE! | #VALUE! | 6.74 | 20 mm nominal dia Pipes | item no.575 | 100 | metre
6.75 | 25 mm nominal dia Pipes | item no.576 | 25 | metre | 324.99 |  |  | Excess(+) | 1 | Full Conversion | INR | [40 empty] | #VALUE! | #VALUE! | #VALUE! | 6.75 | 25 mm nominal dia Pipes | item no.576 | 25 | metre
6.76 | 32 mm nominal dia Pipes | item no.577 | 5 | metre | 381.46 |  |  | Excess(+) | 1 | Full Conversion | INR | [40 empty] | #VALUE! | #VALUE! | #VALUE! | 6.76 | 32 mm nominal dia Pipes | item no.577 | 5 | metre
6.77 | 40 mm nominal dia Pipes | item no.578 | 5 | metre | 490.31 |  |  | Excess(+) | 1 | Full Conversion | INR | [40 empty] | #VALUE! | #VALUE! | #VALUE! | 6.77 | 40 mm nominal dia Pipes | item no.578 | 5 | metre
6.78 | Providing and fixing G.I. pipes complete with G.I. fittings and clamps, i/c cutting and making good the walls etc. Internal work - Exposed on wall | item no.579 | [52 empty] | 6.78 | Providing and fixing G.I. pipes complete with G.I. fittings and clamps, i/c cutting and making good the walls etc. Internal work - Exposed on wall | item no.579
6.79 | 15 mm dia nominal bore | item no.580 | 1 | metre | 266.68 |  |  | Excess(+) | 1 | Full Conversion | INR | [40 empty] | #VALUE! | #VALUE! | #VALUE! | 6.79 | 15 mm dia nominal bore | item no.580 | 1 | metre
6.8 | 20 mm dia nominal bore | item no.581 | 75 | metre | 327.36 |  |  | Excess(+) | 1 | Full Conversion | INR | [40 empty] | #VALUE! | #VALUE! | #VALUE! | 6.8 | 20 mm dia nominal bore | item no.581 | 75 | metre
6.81 | 25 mm dia nominal bore | item no.582 | 15 | metre | 430.69 |  |  | Excess(+) | 1 | Full Conversion | INR | [40 empty] | #VALUE! | #VALUE! | #VALUE! | 6.81 | 25 mm dia nominal bore | item no.582 | 15 | metre
6.82 | 32 mm dia nominal bore | item no.583 | 1 | metre | 494.17 |  |  | Excess(+) | 1 | Full Conversion | INR | [40 empty] | #VALUE! | #VALUE! | #VALUE! | 6.82 | 32 mm dia nominal bore | item no.583 | 1 | metre
6.83 | 40 mm dia nominal bore | item no.584 | 1 | metre | 635.82 |  |  | Excess(+) | 1 | Full Conversion | INR | [40 empty] | #VALUE! | #VALUE! | #VALUE! | 6.83 | 40 mm dia nominal bore | item no.584 | 1 | metre
6.84 | 50 mm dia nominal bore | item no.585 | 1 | metre | 783.17 |  |  | Excess(+) | 1 | Full Conversion | INR | [40 empty] | #VALUE! | #VALUE! | #VALUE! | 6.84 | 50 mm dia nominal bore | item no.585 | 1 | metre
6.85 | Providing and fixing G.I. Pipes complete with G.I. fittings and clamps, i/c making good the walls etc. concealed pipe, including painting with anti corrosive bitumastic paint, cutting chases and making good the wall : | item no.586 | [52 empty] | 6.85 | Providing and fixing G.I. Pipes complete with G.I. fittings and clamps, i/c making good the walls etc. concealed pipe, including painting with anti corrosive bitumastic paint, cutting chases and making good the wall : | item no.586
6.86 | 15 mm dia nominal bore | item no.587 | 40 | metre | 425.43 |  |  | Excess(+) | 1 | Full Conversion | INR | [40 empty] | #VALUE! | #VALUE! | #VALUE! | 6.86 | 15 mm dia nominal bore | item no.587 | 40 | metre
6.87 | 20 mm dia nominal bore | item no.588 | 5 | metre | 474.44 |  |  | Excess(+) | 1 | Full Conversion | INR | [40 empty] | #VALUE! | #VALUE! | #VALUE! | 6.87 | 20 mm dia nominal bore | item no.588 | 5 | metre
6.88 | Providing and fixing G.I. pipes complete with G.I. fittings including trenching and refilling etc. External work | item no.589 | [52 empty] | 6.88 | Providing and fixing G.I. pipes complete with G.I. fittings including trenching and refilling etc. External work | item no.589
6.89 | 15 mm dia nominal bore | item no.590 | 6 | metre | 234.55 |  |  | Excess(+) | 1 | Full Conversion | INR | [40 empty] | #VALUE! | #VALUE! | #VALUE! | 6.89 | 15 mm dia nominal bore | item no.590 | 6 | metre
6.9 | 20 mm dia nominal bore | item no.591 | 6 | metre | 276.5 |  |  | Excess(+) | 1 | Full Conversion | INR | [40 empty] | #VALUE! | #VALUE! | #VALUE! | 6.9 | 20 mm dia nominal bore | item no.591 | 6 | metre
6.91 | 25 mm dia nominal bore | item no.592 | 6 | metre | 366.46 |  |  | Excess(+) | 1 | Full Conversion | INR | [40 empty] | #VALUE! | #VALUE! | #VALUE! | 6.91 | 25 mm dia nominal bore | item no.592 | 6 | metre
6.92 | 32 mm dia nominal bore | item no.593 | 6 | metre | 401.32 |  |  | Excess(+) | 1 | Full Conversion | INR | [40 empty] | #VALUE! | #VALUE! | #VALUE! | 6.92 | 32 mm dia nominal bore | item no.593 | 6 | metre
6.93 | 40 mm dia nominal bore | item no.594 | 6 | metre | 489.57 |  |  | Excess(+) | 1 | Full Conversion | INR | [40 empty] | #VALUE! | #VALUE! | #VALUE! | 6.93 | 40 mm dia nominal bore | item no.594 | 6 | metre
6.94 | 50 mm dia nominal bore | item no.595 | 6 | metre | 573.61 |  |  | Excess(+) | 1 | Full Conversion | INR | [40 empty] | #VALUE! | #VALUE! | #VALUE! | 6.94 | 50 mm dia nominal bore | item no.595 | 6 | metre
6.95 | Making connection of G.I. distribution branch with G.I. main of following sizes by providing and fixing tee, including cutting and threading the pipe etc. complete : | item no.596 | [52 empty] | 6.95 | Making connection of G.I. distribution branch with G.I. main of following sizes by providing and fixing tee, including cutting and threading the pipe etc. complete : | item no.596
6.96 | 25 to 40 mm nominal bore | item no.597 | 5 | each | 663.83 |  |  | Excess(+) | 1 | Full Conversion | INR | [40 empty] | #VALUE! | #VALUE! | #VALUE! | 6.96 | 25 to 40 mm nominal bore | item no.597 | 5 | each
6.97 | Providing and fixing brass bib cock of approved quality : | item no.598 | [52 empty] | 6.97 | Providing and fixing brass bib cock of approved quality : | item no.598
6.98 | 15 mm nominal bore | item no.599 | 1 | each | 266.42 |  |  | Excess(+) | 1 | Full Conversion | INR | [40 empty] | #VALUE! | #VALUE! | #VALUE! | 6.98 | 15 mm nominal bore | item no.599 | 1 | each
6.99 | Providing and fixing brass stop cock of approved quality : | item no.600 | [52 empty] | 6.99 | Providing and fixing brass stop cock of approved quality : | item no.600
7 | 15 mm nominal bore | item no.601 | 1 | each | 266.42 |  |  | Excess(+) | 1 | Full Conversion | INR | [40 empty] | #VALUE! | #VALUE! | #VALUE! | 7 | 15 mm nominal bore | item no.601 | 1 | each
7.01 | Providing and fixing gun metal gate valve with C.I. wheel of approved quality (screwed end) : | item no.602 | [52 empty] | 7.01 | Providing and fixing gun metal gate valve with C.I. wheel of approved quality (screwed end) : | item no.602
7.02 | 25 mm nominal bore | item no.603 | 10 | each | 466.77 |  |  | Excess(+) | 1 | Full Conversion | INR | [40 empty] | #VALUE! | #VALUE! | #VALUE! | 7.02 | 25 mm nominal bore | item no.603 | 10 | each
7.03 | 20 mm nominal bore | item no.604 | 15 | each | 404.87 |  |  | Excess(+) | 1 | Full Conversion | INR | [40 empty] | #VALUE! | #VALUE! | #VALUE! | 7.03 | 20 mm nominal bore | item no.604 | 15 | each
7.04 | 32 mm nominal bore. | item no.605 | 2 | each | 517.23 |  |  | Excess(+) | 1 | Full Conversion | INR | [40 empty] | #VALUE! | #VALUE! | #VALUE! | 7.04 | 32 mm nominal bore. | item no.605 | 2 | each
7.05 | 40 mm nominal bore | item no.606 | 1 | each | 620.17 |  |  | Excess(+) | 1 | Full Conversion | INR | [40 empty] | #VALUE! | #VALUE! | #VALUE! | 7.05 | 40 mm nominal bore | item no.606 | 1 | each
7.06 | 50 mm nominal bore | item no.607 | 1 | each | 770.06 |  |  | Excess(+) | 1 | Full Conversion | INR | [40 empty] | #VALUE! | #VALUE! | #VALUE! | 7.06 | 50 mm nominal bore | item no.607 | 1 | each
7.07 | Providing and fixing ball valve (brass) of approved quality, High or low pressure, with plastic floats complete : | item no.608 | [52 empty] | 7.07 | Providing and fixing ball valve (brass) of approved quality, High or low pressure, with plastic floats complete : | item no.608
7.08 | 15 mm nominal bore | item no.609 | 2 | each | 305.87 |  |  | Excess(+) | 1 | Full Conversion | INR | [40 empty] | #VALUE! | #VALUE! | #VALUE! | 7.08 | 15 mm nominal bore | item no.609 | 2 | each
7.09 | 20 mm nominal bore | item no.610 | 15 | each | 348.49 |  |  | Excess(+) | 1 | Full Conversion | INR | [40 empty] | #VALUE! | #VALUE! | #VALUE! | 7.09 | 20 mm nominal bore | item no.610 | 15 | each
7.1 | Providing and fixing brass ferrule with C.I. mouth cover including boring and tapping the main : | item no.611 | [52 empty] | 7.1 | Providing and fixing brass ferrule with C.I. mouth cover including boring and tapping the main : | item no.611
7.11 | 15 mm nominal bore | item no.612 | 2 | each | 264.45 |  |  | Excess(+) | 1 | Full Conversion | INR | [40 empty] | #VALUE! | #VALUE! | #VALUE! | 7.11 | 15 mm nominal bore | item no.612 | 2 | each
7.12 | 20 mm nominal bore | item no.613 | 2 | each | 305.04 |  |  | Excess(+) | 1 | Full Conversion | INR | [40 empty] | #VALUE! | #VALUE! | #VALUE! | 7.12 | 20 mm nominal bore | item no.613 | 2 | each
7.13 | Providing and fixing uplasticised PVC connection pipe with brass unions : | item no.614 | [52 empty] | 7.13 | Providing and fixing uplasticised PVC connection pipe with brass unions : | item no.614
7.14 | 45 cm length | item no.615 | [52 empty] | 7.14 | 45 cm length | item no.615
7.15 | 15 mm nominal bore | item no.616 | 45 | each | 74.7 |  |  | Excess(+) | 1 | Full Conversion | INR | [40 empty] | #VALUE! | #VALUE! | #VALUE! | 7.15 | 15 mm nominal bore | item no.616 | 45 | each
7.16 | Providing and fixing C.P. brass shower rose with 15 or 20 mm inlet : | item no.617 | [52 empty] | 7.16 | Providing and fixing C.P. brass shower rose with 15 or 20 mm inlet : | item no.617
7.17 | 100 mm diameter | item no.618 | 5 | each | 145.86 |  |  | Excess(+) | 1 | Full Conversion | INR | [40 empty] | #VALUE! | #VALUE! | #VALUE! | 7.17 | 100 mm diameter | item no.618 | 5 | each
7.18 | Constructing masonry Chamber 30x30x50 cm inside, in brick work in cement mortar 1:4 (1 cement :4 coarse sand) for stop cock, with C. I. surface box 100x100 x75 mm (inside) with hinged cover fixed in cement concrete slab 1:2:4 mix (1 cement : 2 coarse sand : 4 graded stone aggregate 20 mm nominal size), i/c necessary excavation, foundation concrete 1:5:10 ( 1 cement : 5 fine sand : 10 graded stone aggregate 40mm nominal size ) and inside plastering with cement mortar 1:3 (1 cement : 3 coarse sand) 12mm thick, finished with a floating coat of neat cement complete as per standard design : | item no.619 | [52 empty] | 7.18 | Constructing masonry Chamber 30x30x50 cm inside, in brick work in cement mortar 1:4 (1 cement :4 coarse sand) for stop cock, with C. I. surface box 100x100 x75 mm (inside) with hinged cover fixed in cement concrete slab 1:2:4 mix (1 cement : 2 coarse sand : 4 graded stone aggregate 20 mm nominal size), i/c necessary excavation, foundation concrete 1:5:10 ( 1 cement : 5 fine sand : 10 graded stone aggregate 40mm nominal size ) and inside plastering with cement mortar 1:3 (1 cement : 3 coarse sand) 12mm thick, finished with a floating coat of neat cement complete as per standard design : | item no.619
7.19 | With common burnt clay F.P.S.(non modular) bricks of class designation 7.5 | item no.620 | 10 | each | 1501.23 |  |  | Excess(+) | 1 | Full Conversion | INR | [40 empty] | #VALUE! | #VALUE! | #VALUE! | 7.19 | With common burnt clay F.P.S.(non modular) bricks of class designation 7.5 | item no.620 | 10 | each
7.2 | Painting G.I. pipes and fittings with synthetic enamel white paint with two coats over a ready mixed priming coat, both of approved quality for new work : | item no.621 | [52 empty] | 7.2 | Painting G.I. pipes and fittings with synthetic enamel white paint with two coats over a ready mixed priming coat, both of approved quality for new work : | item no.621
7.21 | 15 mm diameter pipe | item no.622 | 25 | metre | 14.38 |  |  | Excess(+) | 1 | Full Conversion | INR | [40 empty] | #VALUE! | #VALUE! | #VALUE! | 7.21 | 15 mm diameter pipe | item no.622 | 25 | metre
7.22 | 20 mm diameter pipe | item no.623 | 75 | metre | 17.23 |  |  | Excess(+) | 1 | Full Conversion | INR | [40 empty] | #VALUE! | #VALUE! | #VALUE! | 7.22 | 20 mm diameter pipe | item no.623 | 75 | metre
7.23 | 25 mm diameter pipe | item no.624 | 45 | metre | 22.45 |  |  | Excess(+) | 1 | Full Conversion | INR | [40 empty] | #VALUE! | #VALUE! | #VALUE! | 7.23 | 25 mm diameter pipe | item no.624 | 45 | metre
7.24 | 32 mm diameter pipe | item no.625 | 40 | metre | 26.92 |  |  | Excess(+) | 1 | Full Conversion | INR | [40 empty] | #VALUE! | #VALUE! | #VALUE! | 7.24 | 32 mm diameter pipe | item no.625 | 40 | metre
7.25 | 40 mm diameter pipe | item no.626 | 25 | metre | 31.61 |  |  | Excess(+) | 1 | Full Conversion | INR | [40 empty] | #VALUE! | #VALUE! | #VALUE! | 7.25 | 40 mm diameter pipe | item no.626 | 25 | metre
7.26 | Painting G.I. pipes and fittings with two coats of anti-corrosive bitumastic paint of approved quality : | item no.627 | [52 empty] | 7.26 | Painting G.I. pipes and fittings with two coats of anti-corrosive bitumastic paint of approved quality : | item no.627
7.27 | 15 mm diameter pipe | item no.628 | 25 | metre | 8.81 |  |  | Excess(+) | 1 | Full Conversion | INR | [40 empty] | #VALUE! | #VALUE! | #VALUE! | 7.27 | 15 mm diameter pipe | item no.628 | 25 | metre
7.28 | 20 mm diameter pipe | item no.629 | 75 | metre | 10.52 |  |  | Excess(+) | 1 | Full Conversion | INR | [40 empty] | #VALUE! | #VALUE! | #VALUE! | 7.28 | 20 mm diameter pipe | item no.629 | 75 | metre
7.29 | 25 mm diameter pipe | item no.630 | 35 | metre | 13.37 |  |  | Excess(+) | 1 | Full Conversion | INR | [40 empty] | #VALUE! | #VALUE! | #VALUE! | 7.29 | 25 mm diameter pipe | item no.630 | 35 | metre
7.3 | 32 mm diameter pipe | item no.631 | 15 | metre | 16.13 |  |  | Excess(+) | 1 | Full Conversion | INR | [40 empty] | #VALUE! | #VALUE! | #VALUE! | 7.3 | 32 mm diameter pipe | item no.631 | 15 | metre
7.31 | 40 mm diameter pipe | item no.632 | 10 | metre | 18.37 |  |  | Excess(+) | 1 | Full Conversion | INR | [40 empty] | #VALUE! | #VALUE! | #VALUE! | 7.31 | 40 mm diameter pipe | item no.632 | 10 | metre
7.32 | Providing and fixing G.I. Union in existing G.I. pipe line, cutting and threading the pipe and making long screws, including excavation, refilling the earth or cutting of wall and making good the same complete wherever required : | item no.633 | [52 empty] | 7.32 | Providing and fixing G.I. Union in existing G.I. pipe line, cutting and threading the pipe and making long screws, including excavation, refilling the earth or cutting of wall and making good the same complete wherever required : | item no.633
7.33 | 15 mm nominal bore | item no.634 | 10 | each | 598.77 |  |  | Excess(+) | 1 | Full Conversion | INR | [40 empty] | #VALUE! | #VALUE! | #VALUE! | 7.33 | 15 mm nominal bore | item no.634 | 10 | each
7.34 | 20 mm nominal bore | item no.635 | 5 | each | 622.27 |  |  | Excess(+) | 1 | Full Conversion | INR | [40 empty] | #VALUE! | #VALUE! | #VALUE! | 7.34 | 20 mm nominal bore | item no.635 | 5 | each
7.35 | 25 mm nominal bore | item no.636 | 1 | each | 692.63 |  |  | Excess(+) | 1 | Full Conversion | INR | [40 empty] | #VALUE! | #VALUE! | #VALUE! | 7.35 | 25 mm nominal bore | item no.636 | 1 | each
7.36 | 32 mm nominal bore | item no.637 | 1 | each | 727.84 |  |  | Excess(+) | 1 | Full Conversion | INR | [40 empty] | #VALUE! | #VALUE! | #VALUE! | 7.36 | 32 mm nominal bore | item no.637 | 1 | each
7.37 | Providing and placing on terrace (at all floor levels) polyethylene water storage tank, IS : 12701 marked, with cover and suitable locking arrangement and making necessary holes for inlet, outlet and overflow pipes but without fittings and the base support for tank. | item no.638 | 3750 | per litre | 8.5 |  |  | Excess(+) | 1 | Full Conversion | INR | [40 empty] | #VALUE! | #VALUE! | #VALUE! | 7.37 | Providing and placing on terrace (at all floor levels) polyethylene water storage tank, IS : 12701 marked, with cover and suitable locking arrangement and making necessary holes for inlet, outlet and overflow pipes but without fittings and the base support for tank. | item no.638 | 3750 | per litre
7.38 | Providing and fixing C.P. brass bib cock of approved quality conforming to IS:8931 : | item no.639 | [52 empty] | 7.38 | Providing and fixing C.P. brass bib cock of approved quality conforming to IS:8931 : | item no.639
7.39 | 15 mm nominal bore | item no.640 | 10 | each | 380.71 |  |  | Excess(+) | 1 | Full Conversion | INR | [40 empty] | #VALUE! | #VALUE! | #VALUE! | 7.39 | 15 mm nominal bore | item no.640 | 10 | each
7.4 | Providing and fixing C.P. brass long nose bib cock of approved quality conforming to IS standards and weighing not less than 810 gms. | item no.641 | [52 empty] | 7.4 | Providing and fixing C.P. brass long nose bib cock of approved quality conforming to IS standards and weighing not less than 810 gms. | item no.641
7.41 | 15 mm nominal bore | item no.642 | 4 | each | 626.96 |  |  | Excess(+) | 1 | Full Conversion | INR | [40 empty] | #VALUE! | #VALUE! | #VALUE! | 7.41 | 15 mm nominal bore | item no.642 | 4 | each
7.42 | Providing and fixing C.P. brass long body bib cock of approved quality conforming to IS standards and weighing not less than 690 gms. | item no.643 | [52 empty] | 7.42 | Providing and fixing C.P. brass long body bib cock of approved quality conforming to IS standards and weighing not less than 690 gms. | item no.643
7.43 | 15 mm nominal bore | item no.644 | 5 | each | 621.13 |  |  | Excess(+) | 1 | Full Conversion | INR | [40 empty] | #VALUE! | #VALUE! | #VALUE! | 7.43 | 15 mm nominal bore | item no.644 | 5 | each
7.44 | Providing and fixing C.P. brass stop cock (concealed) of standard design and of approved make conforming to IS:8931. | item no.645 | [52 empty] | 7.44 | Providing and fixing C.P. brass stop cock (concealed) of standard design and of approved make conforming to IS:8931. | item no.645
7.45 | 15 mm nominal bore | item no.646 | 6 | each | 521.48 |  |  | Excess(+) | 1 | Full Conversion | INR | [40 empty] | #VALUE! | #VALUE! | #VALUE! | 7.45 | 15 mm nominal bore | item no.646 | 6 | each
7.46 | Providing and fixing C.P. brass angle valve for basin mixer and geyser points of approved quality conforming to IS:8931 | item no.647 | [52 empty] | 7.46 | Providing and fixing C.P. brass angle valve for basin mixer and geyser points of approved quality conforming to IS:8931 | item no.647
7.47 | 15mm nominal bore | item no.648 | 30 | each | 438.71 |  |  | Excess(+) | 1 | Full Conversion | INR | [40 empty] | #VALUE! | #VALUE! | #VALUE! | 7.47 | 15mm nominal bore | item no.648 | 30 | each
7.48 | Providing and fixing C.P. Brass extension nipple (size 15mmx50mm) of approved make and quality as per direction of Engineer-in-charge. | item no.649 | 45 | each | 54.1 |  |  | Excess(+) | 1 | Full Conversion | INR | [40 empty] | #VALUE! | #VALUE! | #VALUE! | 7.48 | Providing and fixing C.P. Brass extension nipple (size 15mmx50mm) of approved make and quality as per direction of Engineer-in-charge. | item no.649 | 45 | each
7.49 | Cutting holes up to 30x30 cm in walls including making good the same: | item no.650 | [52 empty] | 7.49 | Cutting holes up to 30x30 cm in walls including making good the same: | item no.650
7.5 | With common burnt clay F.P.S. (non modular) bricks | item no.651 | 12 | each | 317.76 |  |  | Excess(+) | 1 | Full Conversion | INR | [40 empty] | #VALUE! | #VALUE! | #VALUE! | 7.5 | With common burnt clay F.P.S. (non modular) bricks | item no.651 | 12 | each
7.51 | Cutting holes up to 15x15 cm in R.C.C. floors and roofs for passing drain pipe etc. and repairing the hole after insertion of drain pipe etc. with cement concrete 1:2:4 (1 cement : 2 coarse sand : 4 graded stone aggregate 20 mm nominal size), including finishing complete so as to make it leak proof. | item no.652 | 5 | each | 330.64 |  |  | Excess(+) | 1 | Full Conversion | INR | [40 empty] | #VALUE! | #VALUE! | #VALUE! | 7.51 | Cutting holes up to 15x15 cm in R.C.C. floors and roofs for passing drain pipe etc. and repairing the hole after insertion of drain pipe etc. with cement concrete 1:2:4 (1 cement : 2 coarse sand : 4 graded stone aggregate 20 mm nominal size), including finishing complete so as to make it leak proof. | item no.652 | 5 | each
7.52 | Making chases up to 7.5x7.5 cm in walls including making good and finishing with matching surface after housing G.I. pipe etc. | item no.653 | 5 | metre | 150.64 |  |  | Excess(+) | 1 | Full Conversion | INR | [40 empty] | #VALUE! | #VALUE! | #VALUE! | 7.52 | Making chases up to 7.5x7.5 cm in walls including making good and finishing with matching surface after housing G.I. pipe etc. | item no.653 | 5 | metre
7.53 | Making hole up to 20x20 cm and embedding pipes up to 150 mm diameter in masonry and filling with cement concrete 1:3:6 (1 cement : 3 coarse sand: 6 graded stone aggregate 20 mm nominal size) including disposal of malba. | item no.654 | 10 | metre | 173.96 |  |  | Excess(+) | 1 | Full Conversion | INR | [40 empty] | #VALUE! | #VALUE! | #VALUE! | 7.53 | Making hole up to 20x20 cm and embedding pipes up to 150 mm diameter in masonry and filling with cement concrete 1:3:6 (1 cement : 3 coarse sand: 6 graded stone aggregate 20 mm nominal size) including disposal of malba. | item no.654 | 10 | metre
7.54 | DRAINAGE | item no.655 | [52 empty] | 7.54 | DRAINAGE | item no.655
7.55 | Providing, laying and jointing glazed stoneware pipes class SP-1 with stiff mixture of cement mortar in the proportion of 1:1 (1 cement : 1 fine sand) including testing of joints etc. complete : | item no.656 | [52 empty] | 7.55 | Providing, laying and jointing glazed stoneware pipes class SP-1 with stiff mixture of cement mortar in the proportion of 1:1 (1 cement : 1 fine sand) including testing of joints etc. complete : | item no.656
7.56 | 100 mm diameter | item no.657 | 5 | metre | 329.46 |  |  | Excess(+) | 1 | Full Conversion | INR | [40 empty] | #VALUE! | #VALUE! | #VALUE! | 7.56 | 100 mm diameter | item no.657 | 5 | metre
7.57 | 150 mm diameter | item no.658 | 5 | metre | 518.54 |  |  | Excess(+) | 1 | Full Conversion | INR | [40 empty] | #VALUE! | #VALUE! | #VALUE! | 7.57 | 150 mm diameter | item no.658 | 5 | metre
7.58 | Providing and laying cement concrete 1:5:10 (1 cement : 5 coarse sand : 10 graded stone aggregate 40 mm nominal size) all-round S.W. pipes including bed concrete as per standard design : | item no.659 | [52 empty] | 7.58 | Providing and laying cement concrete 1:5:10 (1 cement : 5 coarse sand : 10 graded stone aggregate 40 mm nominal size) all-round S.W. pipes including bed concrete as per standard design : | item no.659
7.59 | 100 mm diameter S.W. pipe | item no.660 | 5 | metre | 785.18 |  |  | Excess(+) | 1 | Full Conversion | INR | [40 empty] | #VALUE! | #VALUE! | #VALUE! | 7.59 | 100 mm diameter S.W. pipe | item no.660 | 5 | metre
7.6 | 150 mm diameter S.W. pipe | item no.661 | 5 | metre | 960.24 |  |  | Excess(+) | 1 | Full Conversion | INR | [40 empty] | #VALUE! | #VALUE! | #VALUE! | 7.6 | 150 mm diameter S.W. pipe | item no.661 | 5 | metre
7.61 | Providing and fixing square-mouth S.W. gully trap class SP-1 complete with C.I. grating brick masonry chamber with water tight C.I. cover with frame of 300 x300 mm size (inside) the weight of cover to be not less than 4.50 kg and frame to be not less than 2.70 kg as per standard design: | item no.662 | [52 empty] | 7.61 | Providing and fixing square-mouth S.W. gully trap class SP-1 complete with C.I. grating brick masonry chamber with water tight C.I. cover with frame of 300 x300 mm size (inside) the weight of cover to be not less than 4.50 kg and frame to be not less than 2.70 kg as per standard design: | item no.662
7.62 | 100x100 mm size P type | item no.663 | [52 empty] | 7.62 | 100x100 mm size P type | item no.663
7.63 | With common burnt clay F.P.S. (non modular) bricks of class designation 7.5 | item no.664 | 2 | each | 2151.29 |  |  | Excess(+) | 1 | Full Conversion | INR | [40 empty] | #VALUE! | #VALUE! | #VALUE! | 7.63 | With common burnt clay F.P.S. (non modular) bricks of class designation 7.5 | item no.664 | 2 | each
7.64 | Providing and laying non-pressure NP2 class (light duty) R.C.C. pipes with collars jointed with stiff mixture of cement mortar in the proportion of 1:2 (1 cement : 2 fine sand) including testing of joints etc. complete : | item no.665 | [52 empty] | 7.64 | Providing and laying non-pressure NP2 class (light duty) R.C.C. pipes with collars jointed with stiff mixture of cement mortar in the proportion of 1:2 (1 cement : 2 fine sand) including testing of joints etc. complete : | item no.665
7.65 | 150 mm dia. R.C.C. pipe | item no.666 | 20 | metre | 432.35 |  |  | Excess(+) | 1 | Full Conversion | INR | [40 empty] | #VALUE! | #VALUE! | #VALUE! | 7.65 | 150 mm dia. R.C.C. pipe | item no.666 | 20 | metre
7.66 | 300 mm dia. R.C.C. pipe | item no.667 | 20 | metre | 790.93 |  |  | Excess(+) | 1 | Full Conversion | INR | [40 empty] | #VALUE! | #VALUE! | #VALUE! | 7.66 | 300 mm dia. R.C.C. pipe | item no.667 | 20 | metre
7.67 | Constructing brick masonry manhole in cement mortar 1:4 ( 1 cement : 4 coarse sand ) with R.C.C. top slab with 1:1.5:3 mix (1 cement : 1.5 coarse sand (zone-III) : 3 graded stone aggregate 20 mm nominal size), foundation concrete 1:4:8 mix (1 cement : 4 coarse sand (zone-III) : 8 graded stone aggregate 40 mm nominal size), inside plastering 12 mm thick with cement mortar 1:3 (1 cement : 3 coarse sand) finished with floating coat of neat cement and making channels in cement concrete 1:2:4 (1 cement : 2 coarse sand : 4 graded stone aggregate 20 mm nominal size) finished with a floating coat of neat cement complete as per standard design : | item no.668 | [52 empty] | 7.67 | Constructing brick masonry manhole in cement mortar 1:4 ( 1 cement : 4 coarse sand ) with R.C.C. top slab with 1:1.5:3 mix (1 cement : 1.5 coarse sand (zone-III) : 3 graded stone aggregate 20 mm nominal size), foundation concrete 1:4:8 mix (1 cement : 4 coarse sand (zone-III) : 8 graded stone aggregate 40 mm nominal size), inside plastering 12 mm thick with cement mortar 1:3 (1 cement : 3 coarse sand) finished with floating coat of neat cement and making channels in cement concrete 1:2:4 (1 cement : 2 coarse sand : 4 graded stone aggregate 20 mm nominal size) finished with a floating coat of neat cement complete as per standard design : | item no.668
7.68 | Inside size 90x80 cm and 45 cm deep including C.I. cover with frame (light duty) 455x610 mm internal dimensions, total weight of cover and frame to be not less than 38 kg (weight of cover 23 kg and weight of frame 15 kg) : | item no.669 | [52 empty] | 7.68 | Inside size 90x80 cm and 45 cm deep including C.I. cover with frame (light duty) 455x610 mm internal dimensions, total weight of cover and frame to be not less than 38 kg (weight of cover 23 kg and weight of frame 15 kg) : | item no.669
7.69 | With common burnt clay F.P.S. (non modular) bricks of class designation 7.5 | item no.670 | 5 | each | 10247.35 |  |  | Excess(+) | 1 | Full Conversion | INR | [40 empty] | #VALUE! | #VALUE! | #VALUE! | 7.69 | With common burnt clay F.P.S. (non modular) bricks of class designation 7.5 | item no.670 | 5 | each
7.7 | Extra for depth for manholes : | item no.671 | [52 empty] | 7.7 | Extra for depth for manholes : | item no.671
7.71 | Size 90x80 cm | item no.672 | [52 empty] | 7.71 | Size 90x80 cm | item no.672
7.72 | With common burnt clay F.P.S. (non modular) bricks of class designation 7.5 | item no.673 | 0.5 | metre | 7126.22 |  |  | Excess(+) | 1 | Full Conversion | INR | [40 empty] | #VALUE! | #VALUE! | #VALUE! | 7.72 | With common burnt clay F.P.S. (non modular) bricks of class designation 7.5 | item no.673 | 0.5 | metre
7.73 | Supplying and fixing C.I. cover 300x300 mm without frame for gully trap (standard pattern) the weight of cover to be not less than 4.5 kg | item no.674 | 10 | each | 589 |  |  | Excess(+) | 1 | Full Conversion | INR | [40 empty] | #VALUE! | #VALUE! | #VALUE! | 7.73 | Supplying and fixing C.I. cover 300x300 mm without frame for gully trap (standard pattern) the weight of cover to be not less than 4.5 kg | item no.674 | 10 | each
7.74 | Making connection of drain or sewer line with existing manhole including breaking into and making good the walls, floors with cement concrete 1:2:4 mix (1 cement : 2 coarse sand : 4 graded stone aggregate 20 mm nominal size) cement plastered on both sides with cement mortar 1:3 (1 cement : 3 coarse sand), finished with a floating coat of neat cement and making necessary channels for the drain etc. complete : | item no.675 | [52 empty] | 7.74 | Making connection of drain or sewer line with existing manhole including breaking into and making good the walls, floors with cement concrete 1:2:4 mix (1 cement : 2 coarse sand : 4 graded stone aggregate 20 mm nominal size) cement plastered on both sides with cement mortar 1:3 (1 cement : 3 coarse sand), finished with a floating coat of neat cement and making necessary channels for the drain etc. complete : | item no.675
7.75 | For pipes 100 to 250 mm diameter | item no.676 | 15 | each | 599.47 |  |  | Excess(+) | 1 | Full Conversion | INR | [40 empty] | #VALUE! | #VALUE! | #VALUE! | 7.75 | For pipes 100 to 250 mm diameter | item no.676 | 15 | each
7.76 | For pipes 250 to 300 mm diameter | item no.677 | 15 | each | 689.08 |  |  | Excess(+) | 1 | Full Conversion | INR | [40 empty] | #VALUE! | #VALUE! | #VALUE! | 7.76 | For pipes 250 to 300 mm diameter | item no.677 | 15 | each
7.77 | Extra for depth of manholes dismantled : | item no.678 | [52 empty] | 7.77 | Extra for depth of manholes dismantled : | item no.678
7.78 | Rectangular manhole 90x80 cm and beyond 45 cm depth | item no.679 | 1 | metre | 1478.87 |  |  | Excess(+) | 1 | Full Conversion | INR | [40 empty] | #VALUE! | #VALUE! | #VALUE! | 7.78 | Rectangular manhole 90x80 cm and beyond 45 cm depth | item no.679 | 1 | metre
7.79 | Constructing brick masonry road gully chamber 110x50x77.5 cm with bricks in cement mortar 1:4 (1 cement : 4 coarse sand) including 500x450 mm precast R.C.C. horizontal grating with frame and vertical grating complete as per standard design : | item no.680 | [52 empty] | 7.79 | Constructing brick masonry road gully chamber 110x50x77.5 cm with bricks in cement mortar 1:4 (1 cement : 4 coarse sand) including 500x450 mm precast R.C.C. horizontal grating with frame and vertical grating complete as per standard design : | item no.680
7.8 | With common burnt clay F.P.S. (non modular) bricks of class designation 7.5 | item no.681 | 6 | each | 9291.49 |  |  | Excess(+) | 1 | Full Conversion | INR | [40 empty] | #VALUE! | #VALUE! | #VALUE! | 7.8 | With common burnt clay F.P.S. (non modular) bricks of class designation 7.5 | item no.681 | 6 | each
7.81 | ALUMINIUM WORK | item no.682 | [52 empty] | 7.81 | ALUMINIUM WORK | item no.682
7.82 | Providing and fixing aluminium work for doors, windows, ventilators and partitions with extruded built up standard tubular sections/ appropriate Z sections and other sections of approved make conforming to IS: 733 and IS: 1285, fixing with dash fasteners of required dia and size, including necessary filling up the gaps at junctions, i.e. at top, bottom and sides with required EPDM rubber/ neoprene gasket etc. Aluminium sections shall be smooth, rust free, straight, mitred and jointed mechanically wherever required including cleat angle, Aluminium snap beading for glazing / paneling, C.P. brass / stainless steel screws, all complete as per architectural drawings and the directions of Engineer-in-charge. (Glazing, paneling and dash fasteners to be paid for separately) : | item no.683 | [52 empty] | 7.82 | Providing and fixing aluminium work for doors, windows, ventilators and partitions with extruded built up standard tubular sections/ appropriate Z sections and other sections of approved make conforming to IS: 733 and IS: 1285, fixing with dash fasteners of required dia and size, including necessary filling up the gaps at junctions, i.e. at top, bottom and sides with required EPDM rubber/ neoprene gasket etc. Aluminium sections shall be smooth, rust free, straight, mitred and jointed mechanically wherever required including cleat angle, Aluminium snap beading for glazing / paneling, C.P. brass / stainless steel screws, all complete as per architectural drawings and the directions of Engineer-in-charge. (Glazing, paneling and dash fasteners to be paid for separately) : | item no.683
7.83 | For fixed portion | item no.684 | [52 empty] | 7.83 | For fixed portion | item no.684
7.84 | Anodised aluminium (anodised transparent or dyed to required shade according to IS: 1868, Minimum anodic coating of grade AC 15) | item no.685 | 10 | kg | 380.49 |  |  | Excess(+) | 1 | Full Conversion | INR | [40 empty] | #VALUE! | #VALUE! | #VALUE! | 7.84 | Anodised aluminium (anodised transparent or dyed to required shade according to IS: 1868, Minimum anodic coating of grade AC 15) | item no.685 | 10 | kg
7.85 | Powder coated aluminium (minimum thickness of powder coating 50 micron) | item no.686 | 150 | kg | 408.86 |  |  | Excess(+) | 1 | Full Conversion | INR | [40 empty] | #VALUE! | #VALUE! | #VALUE! | 7.85 | Powder coated aluminium (minimum thickness of powder coating 50 micron) | item no.686 | 150 | kg
7.86 | For shutters of doors, windows & ventilators including providing and fixing hinges/ pivots and making provision for fixing of fittings wherever required including the cost of EPDM rubber / neoprene gasket required (Fittings shall be paid for separately) | item no.687 | [52 empty] | 7.86 | For shutters of doors, windows & ventilators including providing and fixing hinges/ pivots and making provision for fixing of fittings wherever required including the cost of EPDM rubber / neoprene gasket required (Fittings shall be paid for separately) | item no.687
7.87 | Anodised aluminium (anodised transparent or dyed to required shade according to IS: 1868, Minimum anodic coating of grade AC 15) | item no.688 | 10 | kg | 466.29 |  |  | Excess(+) | 1 | Full Conversion | INR | [40 empty] | #VALUE! | #VALUE! | #VALUE! | 7.87 | Anodised aluminium (anodised transparent or dyed to required shade according to IS: 1868, Minimum anodic coating of grade AC 15) | item no.688 | 10 | kg
7.88 | Powder coated aluminium (minimum thickness of powder coating 50 micron) | item no.689 | 150 | kg | 495.22 |  |  | Excess(+) | 1 | Full Conversion | INR | [40 empty] | #VALUE! | #VALUE! | #VALUE! | 7.88 | Powder coated aluminium (minimum thickness of powder coating 50 micron) | item no.689 | 150 | kg
7.89 | Providing and fixing 12 mm thick prelaminated particle board flat pressed three layer or graded wood particle board conforming to IS: 12823 Grade l Type ll, in panelling fixed in aluminum doors, windows shutters and partition frames with C.P. brass / stainless steel screws etc. complete as per architectural drawings and directions of engineer-in-charge. | item no.690 | [52 empty] | 7.89 | Providing and fixing 12 mm thick prelaminated particle board flat pressed three layer or graded wood particle board conforming to IS: 12823 Grade l Type ll, in panelling fixed in aluminum doors, windows shutters and partition frames with C.P. brass / stainless steel screws etc. complete as per architectural drawings and directions of engineer-in-charge. | item no.690
7.9 | Pre-laminated particle board with decorative lamination on one side and balancing lamination on other side | item no.691 | 10 | sqm | 846.21 |  |  | Excess(+) | 1 | Full Conversion | INR | [40 empty] | #VALUE! | #VALUE! | #VALUE! | 7.9 | Pre-laminated particle board with decorative lamination on one side and balancing lamination on other side | item no.691 | 10 | sqm
7.91 | Pre-laminated particle board with decorative lamination on both sides | item no.692 | 10 | sqm | 833.89 |  |  | Excess(+) | 1 | Full Conversion | INR | [40 empty] | #VALUE! | #VALUE! | #VALUE! | 7.91 | Pre-laminated particle board with decorative lamination on both sides | item no.692 | 10 | sqm
7.92 | Providing and fixing glazing in aluminium door, window, ventilator shutters and partitions etc. with EPDM rubber / neoprene gasket etc. complete as per the architectural drawings and the directions of engineer-in-charge . (Cost of aluminium snap beading shall be paid in basic item): | item no.693 | [52 empty] | 7.92 | Providing and fixing glazing in aluminium door, window, ventilator shutters and partitions etc. with EPDM rubber / neoprene gasket etc. complete as per the architectural drawings and the directions of engineer-in-charge . (Cost of aluminium snap beading shall be paid in basic item): | item no.693
7.93 | With float glass panes of 4.0 mm thickness (weight not less than 10kg/sqm) | item no.694 | 5 | sqm | 894.17 |  |  | Excess(+) | 1 | Full Conversion | INR | [40 empty] | #VALUE! | #VALUE! | #VALUE! | 7.93 | With float glass panes of 4.0 mm thickness (weight not less than 10kg/sqm) | item no.694 | 5 | sqm
7.94 | With float glass panes of 5 mm thickness (weight not less than 12.50 kg/sqm) | item no.695 | 25 | sqm | 1162.25 |  |  | Excess(+) | 1 | Full Conversion | INR | [40 empty] | #VALUE! | #VALUE! | #VALUE! | 7.94 | With float glass panes of 5 mm thickness (weight not less than 12.50 kg/sqm) | item no.695 | 25 | sqm
7.95 | Providing and fixing double action hydraulic floor spring of approved brand and manufacture conforming to IS : 6315, having brand logo embossed on the body / plate with double spring mechanism and door weight upto 125 kg, for doors, including cost of cutting floors, embedding in floors as required and making good the same matching to the existing floor finishing and cover plates with brass pivot and single piece M.S. sheet outer box with slide plate etc. complete as per the direction of Engineer-in-charge. | item no.696 | [52 empty] | 7.95 | Providing and fixing double action hydraulic floor spring of approved brand and manufacture conforming to IS : 6315, having brand logo embossed on the body / plate with double spring mechanism and door weight upto 125 kg, for doors, including cost of cutting floors, embedding in floors as required and making good the same matching to the existing floor finishing and cover plates with brass pivot and single piece M.S. sheet outer box with slide plate etc. complete as per the direction of Engineer-in-charge. | item no.696
7.96 | With stainless steel cover plate minimum 1.25 mm thickness | item no.697 | 2 | each | 2147.17 |  |  | Excess(+) | 1 | Full Conversion | INR | [40 empty] | #VALUE! | #VALUE! | #VALUE! | 7.96 | With stainless steel cover plate minimum 1.25 mm thickness | item no.697 | 2 | each
7.97 | Filling the gap in between aluminium frame & adjacent RCC/ Brick/ Stone work by providing weather silicon sealant over backer rod of approved quality as per architectural drawings and direction of Engineer-in-charge complete. | item no.698 | [52 empty] | 7.97 | Filling the gap in between aluminium frame & adjacent RCC/ Brick/ Stone work by providing weather silicon sealant over backer rod of approved quality as per architectural drawings and direction of Engineer-in-charge complete. | item no.698
7.98 | Upto 5mm depth and 5 mm width | item no.699 | 30 | metre | 74.75 |  |  | Excess(+) | 1 | Full Conversion | INR | [40 empty] | #VALUE! | #VALUE! | #VALUE! | 7.98 | Upto 5mm depth and 5 mm width | item no.699 | 30 | metre
7.99 | Extra for applying additional anodic coating AC 25 instead of AC 15 to aluminium extruded sections. | item no.700 | [52 empty] | 7.99 | Extra for applying additional anodic coating AC 25 instead of AC 15 to aluminium extruded sections. | item no.700
8 | For fixed portion | item no.701 | 5 | kg | 11.75 |  |  | Excess(+) | 1 | Full Conversion | INR | [40 empty] | #VALUE! | #VALUE! | #VALUE! | 8 | For fixed portion | item no.701 | 5 | kg
8.01 | For shutters of doors, windows & ventilators | item no.702 | 5 | kg | 11.75 |  |  | Excess(+) | 1 | Full Conversion | INR | [40 empty] | #VALUE! | #VALUE! | #VALUE! | 8.01 | For shutters of doors, windows & ventilators | item no.702 | 5 | kg
8.02 | Providing and fixing stainless steel (SS 304 grade) adjustable friction windows stays of approved quality with necessary stainless steel screws etc. to the side hung windows as per direction of Engineer- in-charge complete. | item no.703 | [52 empty] | 8.02 | Providing and fixing stainless steel (SS 304 grade) adjustable friction windows stays of approved quality with necessary stainless steel screws etc. to the side hung windows as per direction of Engineer- in-charge complete. | item no.703
8.03 | 205 X 19 mm | item no.704 | 25 | each | 256.73 |  |  | Excess(+) | 1 | Full Conversion | INR | [40 empty] | #VALUE! | #VALUE! | #VALUE! | 8.03 | 205 X 19 mm | item no.704 | 25 | each
8.04 | 255 X 19 mm | item no.705 | 25 | each | 288.65 |  |  | Excess(+) | 1 | Full Conversion | INR | [40 empty] | #VALUE! | #VALUE! | #VALUE! | 8.04 | 255 X 19 mm | item no.705 | 25 | each
8.05 | Providing and fixing aluminium tubular handle bar 32 mm outer dia, 3.0 mm thick & 2100 mm long with SS screws etc .complete as per direction of Engineer-in-Charge. | item no.706 | [52 empty] | 8.05 | Providing and fixing aluminium tubular handle bar 32 mm outer dia, 3.0 mm thick & 2100 mm long with SS screws etc .complete as per direction of Engineer-in-Charge. | item no.706
8.06 | Anodized (AC 15 ) aluminium tubular handle bar | item no.707 | 10 | each | 449.98 |  |  | Excess(+) | 1 | Full Conversion | INR | [40 empty] | #VALUE! | #VALUE! | #VALUE! | 8.06 | Anodized (AC 15 ) aluminium tubular handle bar | item no.707 | 10 | each
8.07 | Providing and fixing Brass 100mm mortice latch and lock with 6 levers without pair of handles (best make of approved quality) for aluminium doors including necessary cutting and making good etc. complete. | item no.708 | 2 | each | 394.17 |  |  | Excess(+) | 1 | Full Conversion | INR | [40 empty] | #VALUE! | #VALUE! | #VALUE! | 8.07 | Providing and fixing Brass 100mm mortice latch and lock with 6 levers without pair of handles (best make of approved quality) for aluminium doors including necessary cutting and making good etc. complete. | item no.708 | 2 | each
8.08 | Providing and fixing aluminium casement windows fastener of required length for aluminium windows with necessary screws etc. complete. | item no.709 | [52 empty] | 8.08 | Providing and fixing aluminium casement windows fastener of required length for aluminium windows with necessary screws etc. complete. | item no.709
8.09 | Anodized (AC 15) aluminium | item no.710 | 10 | each | 64.49 |  |  | Excess(+) | 1 | Full Conversion | INR | [40 empty] | #VALUE! | #VALUE! | #VALUE! | 8.09 | Anodized (AC 15) aluminium | item no.710 | 10 | each
8.1 | Providing and fixing aluminium round shape handle of outer dia 100 mm with SS screws etc. complete as per direction of Engineer-in-charge | item no.711 | [52 empty] | 8.1 | Providing and fixing aluminium round shape handle of outer dia 100 mm with SS screws etc. complete as per direction of Engineer-in-charge | item no.711
8.11 | Anodized (AC 15 ) aluminium | item no.712 | 2 | each | 77.82 |  |  | Excess(+) | 1 | Full Conversion | INR | [40 empty] | #VALUE! | #VALUE! | #VALUE! | 8.11 | Anodized (AC 15 ) aluminium | item no.712 | 2 | each
8.12 | Filling the gap in between aluminium/ stone/ wood frame and adjacent RCC/Brick/ Stone/ wood/ Ceramic/ Gypsum work by providing weather/structural non sag elastomeric PU sealant over backer rod of approved quality as per architectural drawings and direction of Engineer-in-charge complete, complying to ASTM C920, DIN 18540- F & ISO 11600 | item no.713 | [52 empty] | 8.12 | Filling the gap in between aluminium/ stone/ wood frame and adjacent RCC/Brick/ Stone/ wood/ Ceramic/ Gypsum work by providing weather/structural non sag elastomeric PU sealant over backer rod of approved quality as per architectural drawings and direction of Engineer-in-charge complete, complying to ASTM C920, DIN 18540- F & ISO 11600 | item no.713
8.13 | Upto 5 mm depth and 5 mm width | item no.714 | 15 | metre | 114.16 |  |  | Excess(+) | 1 | Full Conversion | INR | [40 empty] | #VALUE! | #VALUE! | #VALUE! | 8.13 | Upto 5 mm depth and 5 mm width | item no.714 | 15 | metre
8.14 | Upto 10 mm depth and 10 mm width | item no.715 | 15 | metre | 155.2 |  |  | Excess(+) | 1 | Full Conversion | INR | [40 empty] | #VALUE! | #VALUE! | #VALUE! | 8.14 | Upto 10 mm depth and 10 mm width | item no.715 | 15 | metre
8.15 | WATER PROOFING | item no.716 | [52 empty] | 8.15 | WATER PROOFING | item no.716
8.16 | Providing and laying water proofing treatment in sunken portion of WCs, bathroom etc., by applying cement slurry mixed with water proofing cement compound consisting of applying : (a) First layer of slurry of cement @ 0.488 kg/sqm mixed with water proofing cement compound @ 0.253 kg/ sqm. This layer will be allowed to air cure for 4 hours. (b) Second layer of slurry of cement @ 0.242 kg/sqm mixed with water proofing cement compound @ 0.126 kg/sqm. This layer will be allowed to air cure for 4 hours followed with water curing for 48 hours. The rate includes preparation of surface, treatment and sealing of all joints, corners, junctions of pipes and masonry with polymer mixed slurry. | item no.717 | 5 | sqm | 452.96 |  |  | Excess(+) | 1 | Full Conversion | INR | [40 empty] | #VALUE! | #VALUE! | #VALUE! | 8.16 | Providing and laying water proofing treatment in sunken portion of WCs, bathroom etc., by applying cement slurry mixed with water proofing cement compound consisting of applying : (a) First layer of slurry of cement @ 0.488 kg/sqm mixed with water proofing cement compound @ 0.253 kg/ sqm. This layer will be allowed to air cure for 4 hours. (b) Second layer of slurry of cement @ 0.242 kg/sqm mixed with water proofing cement compound @ 0.126 kg/sqm. This layer will be allowed to air cure for 4 hours followed with water curing for 48 hours. The rate includes preparation of surface, treatment and sealing of all joints, corners, junctions of pipes and masonry with polymer mixed slurry. | item no.717 | 5 | sqm
8.17 | Providing and laying water proofing treatment on roofs of slabs by applying cement slurry mixed with water proofing cement compound consisting of applying: (a) after surface preparation, first layer of slurry of cement @ 0.488 kg/sqm mixed with water proofing cement compound @ 0.253 kg/sqm. (b) laying second layer of Fibre glass cloth when the first layer is still green. Overlaps of joints of fibre cloth should not be less than 10 cm. (c) third layer of 1.5 mm thickness consisting of slurry of cement @ 1.289 kg/sqm mixed with water proofing cement compound @ 0.670 kg/sqm and coarse sand @ 1.289 kg/sqm. This will be allowed to air cure for 4 hours followed by water curing for 48 hours. The entire treatment will be taken upto 30 cm on parapet wall and tucked into groove in parapet all around. (d) fourth and final layer of brick tiling with cement mortar (which will be paid for separately. For the purpose of measurement the entire treated surface will be measured. | item no.718 | 5 | sqm | 513.42 |  |  | Excess(+) | 1 | Full Conversion | INR | [40 empty] | #VALUE! | #VALUE! | #VALUE! | 8.17 | Providing and laying water proofing treatment on roofs of slabs by applying cement slurry mixed with water proofing cement compound consisting of applying: (a) after surface preparation, first layer of slurry of cement @ 0.488 kg/sqm mixed with water proofing cement compound @ 0.253 kg/sqm. (b) laying second layer of Fibre glass cloth when the first layer is still green. Overlaps of joints of fibre cloth should not be less than 10 cm. (c) third layer of 1.5 mm thickness consisting of slurry of cement @ 1.289 kg/sqm mixed with water proofing cement compound @ 0.670 kg/sqm and coarse sand @ 1.289 kg/sqm. This will be allowed to air cure for 4 hours followed by water curing for 48 hours. The entire treatment will be taken upto 30 cm on parapet wall and tucked into groove in parapet all around. (d) fourth and final layer of brick tiling with cement mortar (which will be paid for separately. For the purpose of measurement the entire treated surface will be measured. | item no.718 | 5 | sqm
8.18 | Providing and laying integral cement based water proofing treatment including preparation of surface as required for treatment of roofs, balconies, terraces etc consisting of following operations: (a) Applying a slurry coat of neat cement using 2.75 kg/sqm of cement admixed with water proofing compound conforming to IS. 2645 and approved by Engineer-in-charge over the RCC slab including adjoining walls upto 300 mm height including cleaning the surface before treatment. (b) Laying brick bats with mortar using broken bricks/brick bats 25 mm to 115 mm size with 50% of cement mortar 1:5 (1 cement : 5 coarse sand) admixed with water proofing compound conforming to IS : 2645 and approved by Engineer- in-charge over 20 mm thick layer of cement mortar of mix 1:5 (1 cement :5 coarse sand ) admixed with water proofing compound conforming to IS : 2645 and approved by Engineer- in-charge to required slope and treating similarly the adjoining walls upto 300 mm height including rounding of junctions of walls and slabs. (c) After two days of proper curing applying a second coat of cement slurry using 2.75 kg/ sqm of cement admixed with water proofing compound conforming to IS : 2645 and approved by Engineer-in-charge. (d) Finishing the surface with 20 mm thick jointless cement mortar of mix 1:4 (1 cement :4 coarse sand) admixed with water proofing compound conforming to IS : 2645 and approved by Engineer-in-charge including laying glass fibre cloth of approved quality in top layer of plaster and finally finishing the surface with trowel with neat cement slurry and making pattern of 300x300 mm square 3 mm deep. (e) The whole terrace so finished shall be flooded with water for a minimum period of two weeks for curing and for final test.“All above operations to be done in order and as directed and specified by the Engineer-in-Charge : | item no.719 | [52 empty] | 8.18 | Providing and laying integral cement based water proofing treatment including preparation of surface as required for treatment of roofs, balconies, terraces etc consisting of following operations: (a) Applying a slurry coat of neat cement using 2.75 kg/sqm of cement admixed with water proofing compound conforming to IS. 2645 and approved by Engineer-in-charge over the RCC slab including adjoining walls upto 300 mm height including cleaning the surface before treatment. (b) Laying brick bats with mortar using broken bricks/brick bats 25 mm to 115 mm size with 50% of cement mortar 1:5 (1 cement : 5 coarse sand) admixed with water proofing compound conforming to IS : 2645 and approved by Engineer- in-charge over 20 mm thick layer of cement mortar of mix 1:5 (1 cement :5 coarse sand ) admixed with water proofing compound conforming to IS : 2645 and approved by Engineer- in-charge to required slope and treating similarly the adjoining walls upto 300 mm height including rounding of junctions of walls and slabs. (c) After two days of proper curing applying a second coat of cement slurry using 2.75 kg/ sqm of cement admixed with water proofing compound conforming to IS : 2645 and approved by Engineer-in-charge. (d) Finishing the surface with 20 mm thick jointless cement mortar of mix 1:4 (1 cement :4 coarse sand) admixed with water proofing compound conforming to IS : 2645 and approved by Engineer-in-charge including laying glass fibre cloth of approved quality in top layer of plaster and finally finishing the surface with trowel with neat cement slurry and making pattern of 300x300 mm square 3 mm deep. (e) The whole terrace so finished shall be flooded with water for a minimum period of two weeks for curing and for final test.“All above operations to be done in order and as directed and specified by the Engineer-in-Charge : | item no.719
8.19 | With average thickness of 120 mm and minimum thickness at khurra as 65 mm. | item no.720 | 30 | sqm | 1335.34 |  |  | Excess(+) | 1 | Full Conversion | INR | [40 empty] | #VALUE! | #VALUE! | #VALUE! | 8.19 | With average thickness of 120 mm and minimum thickness at khurra as 65 mm. | item no.720 | 30 | sqm
8.2 | Grading roof for water proofing treatment with | item no.721 | [52 empty] | 8.2 | Grading roof for water proofing treatment with | item no.721
8.21 | Cement concrete 1:2:4 (1 cement : 2 coarse sand : 4 graded stone aggregate 20mm nominal size) | item no.722 | 1 | cum | 6585.49 |  |  | Excess(+) | 1 | Full Conversion | INR | [40 empty] | #VALUE! | #VALUE! | #VALUE! | 8.21 | Cement concrete 1:2:4 (1 cement : 2 coarse sand : 4 graded stone aggregate 20mm nominal size) | item no.722 | 1 | cum
8.22 | Providing and mixing integral crystalline admixture for water proofing treatment to RCC structures like basement raft, retaining walls, reservior, sewage & water treatment plant, tunnels / subway and bridge deck etc. at the time of transporting of concrete into the drum of the ready-mix truck , using integral crystalline admixture @0.80% (minimum) to the weight of cement content per cubic meter of concrete) or higher as recommended by the manufacturer's specification in reinforced cement concrete at site of work. The material shall meet the requirements as specified in ACI-212-3R- 2010 i.e. by reducing permeability of concrete by more than 90%, compared with control concrete as per DIN 1048 and resistant to 16 bar hydrostatic pressure. The crystalline admixture shall be capable of self-healing of cracks up to a width of 0.50mm. The work shall be carried out all complete as per specification and the direction of the Engineer-in-charge. The product performance shall carry guarantee for 10 years against any leakage. | item no.723 | 10 | kg | 291.45 |  |  | Excess(+) | 1 | Full Conversion | INR | [40 empty] | #VALUE! | #VALUE! | #VALUE! | 8.22 | Providing and mixing integral crystalline admixture for water proofing treatment to RCC structures like basement raft, retaining walls, reservior, sewage & water treatment plant, tunnels / subway and bridge deck etc. at the time of transporting of concrete into the drum of the ready-mix truck , using integral crystalline admixture @0.80% (minimum) to the weight of cement content per cubic meter of concrete) or higher as recommended by the manufacturer's specification in reinforced cement concrete at site of work. The material shall meet the requirements as specified in ACI-212-3R- 2010 i.e. by reducing permeability of concrete by more than 90%, compared with control concrete as per DIN 1048 and resistant to 16 bar hydrostatic pressure. The crystalline admixture shall be capable of self-healing of cracks up to a width of 0.50mm. The work shall be carried out all complete as per specification and the direction of the Engineer-in-charge. The product performance shall carry guarantee for 10 years against any leakage. | item no.723 | 10 | kg
8.23 | Providing and applying fibre reinforced elastomeric liquid water proofing membrane with resilient acrylic polymers having Sun Reflectivity Index (SRI) of 105 on top of concrete roof in three coats @10.76 litre/ 10 sqm. One coat of self-priming of elastomeric waterproofing liquid (dilution with water in the ratio of 3:1) and two coats of undiluted elastomeric waterproofing liquid (dry film thickness of complete application/system not less than 500 microns). The operation shall be carried out after scrapping and properly cleaning the surface to remove loose particles with wire brushes, complete in all respect as per the direction of Engineer-in-Charge. | item no.724 | 1000 | sqm | 415.74 |  |  | Excess(+) | 1 | Full Conversion | INR | [40 empty] | #VALUE! | #VALUE! | #VALUE! | 8.23 | Providing and applying fibre reinforced elastomeric liquid water proofing membrane with resilient acrylic polymers having Sun Reflectivity Index (SRI) of 105 on top of concrete roof in three coats @10.76 litre/ 10 sqm. One coat of self-priming of elastomeric waterproofing liquid (dilution with water in the ratio of 3:1) and two coats of undiluted elastomeric waterproofing liquid (dry film thickness of complete application/system not less than 500 microns). The operation shall be carried out after scrapping and properly cleaning the surface to remove loose particles with wire brushes, complete in all respect as per the direction of Engineer-in-Charge. | item no.724 | 1000 | sqm
8.24 | NEW TECHNOLOGIES AND MATERIALS | item no.725 | [52 empty] | 8.24 | NEW TECHNOLOGIES AND MATERIALS | item no.725
8.25 | Chipping of unsound/weak concrete material from slabs, beams, columns etc. with manual Chisel and/ or by standard power driven percussion type or of approved make including tapering of all edges, making square shoulders of cavities including cleaning the exposed concrete surface and reinforcement with wire brushes etc. and disposal of debris for all lead and lifts all complete as per direction of Engineer-In-Charge | item no.726 | [52 empty] | 8.25 | Chipping of unsound/weak concrete material from slabs, beams, columns etc. with manual Chisel and/ or by standard power driven percussion type or of approved make including tapering of all edges, making square shoulders of cavities including cleaning the exposed concrete surface and reinforcement with wire brushes etc. and disposal of debris for all lead and lifts all complete as per direction of Engineer-In-Charge | item no.726
8.26 | 50mm average thickness | item no.727 | 30 | sqm | 185.49 |  |  | Excess(+) | 1 | Full Conversion | INR | [40 empty] | #VALUE! | #VALUE! | #VALUE! | 8.26 | 50mm average thickness | item no.727 | 30 | sqm
8.27 | 25 mm average thickness | item no.728 | 55 | sqm | 91.71 |  |  | Excess(+) | 1 | Full Conversion | INR | [40 empty] | #VALUE! | #VALUE! | #VALUE! | 8.27 | 25 mm average thickness | item no.728 | 55 | sqm
8.28 | Cleaning of reinforcement from rust from the reinforcing bars to give it a total rust free steel surface by using alkaline chemical rust remover of approved make with paint brush and removing loose particles after 24 hours of its application with wire brush and thoroughly washing with water and allowing it to dry, all complete as per direction of Engineer-In-Charge. | item no.729 | [52 empty] | 8.28 | Cleaning of reinforcement from rust from the reinforcing bars to give it a total rust free steel surface by using alkaline chemical rust remover of approved make with paint brush and removing loose particles after 24 hours of its application with wire brush and thoroughly washing with water and allowing it to dry, all complete as per direction of Engineer-In-Charge. | item no.729
8.29 | Bars upto 12 mm diameter | item no.730 | 50 | metre | 5.83 |  |  | Excess(+) | 1 | Full Conversion | INR | [40 empty] | #VALUE! | #VALUE! | #VALUE! | 8.29 | Bars upto 12 mm diameter | item no.730 | 50 | metre
8.3 | Providing, mixing and applying bonding coat of approved adhesive on chipped portion of RCC as per specifications and direction of Engineer-In-charge complete in all respect. | item no.731 | [52 empty] | 8.3 | Providing, mixing and applying bonding coat of approved adhesive on chipped portion of RCC as per specifications and direction of Engineer-In-charge complete in all respect. | item no.731
8.31 | SBR Polymer (@10% of cement weight) modified cementitious bond coat @ 2.2 kg cement per sqm of surface area mixed with specified proportion of approved polymer | item no.732 | 85 | sqm | 103.24 |  |  | Excess(+) | 1 | Full Conversion | INR | [40 empty] | #VALUE! | #VALUE! | #VALUE! | 8.31 | SBR Polymer (@10% of cement weight) modified cementitious bond coat @ 2.2 kg cement per sqm of surface area mixed with specified proportion of approved polymer | item no.732 | 85 | sqm
8.32 | Epoxy bonding adhesive having coverage 2.20 sqm/kg of approved make | item no.733 | 85 | sqm | 342.35 |  |  | Excess(+) | 1 | Full Conversion | INR | [40 empty] | #VALUE! | #VALUE! | #VALUE! | 8.32 | Epoxy bonding adhesive having coverage 2.20 sqm/kg of approved make | item no.733 | 85 | sqm
8.33 | Providing and fixing hard drawn steel wire fabric of size 75 x25 mm mesh or other suitable size wire mesh to be fixed & firmly anchored to the concrete surface by means of "L" shaped mild steel shear key welded with existing reinforcement including the cost of materials, labour, tool & plants as approved by Engineer-in-charge. | item no.734 | 1 | sqm | 719.68 |  |  | Excess(+) | 1 | Full Conversion | INR | [40 empty] | #VALUE! | #VALUE! | #VALUE! | 8.33 | Providing and fixing hard drawn steel wire fabric of size 75 x25 mm mesh or other suitable size wire mesh to be fixed & firmly anchored to the concrete surface by means of "L" shaped mild steel shear key welded with existing reinforcement including the cost of materials, labour, tool & plants as approved by Engineer-in-charge. | item no.734 | 1 | sqm
8.34 | MINOR CIVIL MAINTENANCE WORK: | item no.735 | [52 empty] | 8.34 | MINOR CIVIL MAINTENANCE WORK: | item no.735
8.35 | "Providing and laying in position cement concrete of specified grade excluding the cost of centering and shuttering - All work up to plinth level : 1:5:10 (1 cement : 5 coarse sand (zone-III) derived from natural sources: 10 graded brick aggregate 40 mm nominal size derived from natural sources) | item no.736 | 2 | Cum | 5045.59 |  |  | Excess(+) | 1 | Full Conversion | INR | [40 empty] | #VALUE! | #VALUE! | #VALUE! | 8.35 | "Providing and laying in position cement concrete of specified grade excluding the cost of centering and shuttering - All work up to plinth level : 1:5:10 (1 cement : 5 coarse sand (zone-III) derived from natural sources: 10 graded brick aggregate 40 mm nominal size derived from natural sources) | item no.736 | 2 | Cum
8.36 | "P/F C.P brass towel rod complete with two C.P.brass brackets fixed to wooden cleats with C.P. brass screws of approved quality size of 600 x 20 mm. | item no.737 | 10 | Each | 345.17 |  |  | Excess(+) | 1 | Full Conversion | INR | [40 empty] | #VALUE! | #VALUE! | #VALUE! | 8.36 | "P/F C.P brass towel rod complete with two C.P.brass brackets fixed to wooden cleats with C.P. brass screws of approved quality size of 600 x 20 mm. | item no.737 | 10 | Each
8.37 | "Providing and fixing gun metal gate valve with C.I. wheel of approved quality (screwed end) : (a) 15mm nominal bore. | item no.738 | 5 | Each | 424.7 |  |  | Excess(+) | 1 | Full Conversion | INR | [40 empty] | #VALUE! | #VALUE! | #VALUE! | 8.37 | "Providing and fixing gun metal gate valve with C.I. wheel of approved quality (screwed end) : (a) 15mm nominal bore. | item no.738 | 5 | Each
8.38 | "Providing and fixing C.P. grating with or without hole for waste pipe for floor/ nahani trap 100 mm dia. weight not less than 100 grams. | item no.739 | 20 | Each | 58.66 |  |  | Excess(+) | 1 | Full Conversion | INR | [40 empty] | #VALUE! | #VALUE! | #VALUE! | 8.38 | "Providing and fixing C.P. grating with or without hole for waste pipe for floor/ nahani trap 100 mm dia. weight not less than 100 grams. | item no.739 | 20 | Each
8.39 | "Cutting rubbing and polishing of old mosaic flooring of dado for rubbing and removal of rubbish i/c one coat of cement slurry for final rubbing and polishing. | item no.740 | 25 | Sqm | 73.39 |  |  | Excess(+) | 1 | Full Conversion | INR | [40 empty] | #VALUE! | #VALUE! | #VALUE! | 8.39 | "Cutting rubbing and polishing of old mosaic flooring of dado for rubbing and removal of rubbish i/c one coat of cement slurry for final rubbing and polishing. | item no.740 | 25 | Sqm
8.4 | "Providing and fixing C.P flange for C.P bib cock/C.P angle stop cock. | item no.741 | 30 | Each | 15.8 |  |  | Excess(+) | 1 | Full Conversion | INR | [40 empty] | #VALUE! | #VALUE! | #VALUE! | 8.4 | "Providing and fixing C.P flange for C.P bib cock/C.P angle stop cock. | item no.741 | 30 | Each
8.41 | "Providing and fixing C.P Brass shower rose 15 mm or 20 mm inlet with shower arm (a) 75 mm dia fancy type. | item no.742 | 10 | Each | 610.02 |  |  | Excess(+) | 1 | Full Conversion | INR | [40 empty] | #VALUE! | #VALUE! | #VALUE! | 8.41 | "Providing and fixing C.P Brass shower rose 15 mm or 20 mm inlet with shower arm (a) 75 mm dia fancy type. | item no.742 | 10 | Each
8.42 | "Providing and fixing C.P. waste 32 mm dia of make L&K for wash basin / sink. | item no.743 | 15 | Each | 216.73 |  |  | Excess(+) | 1 | Full Conversion | INR | [40 empty] | #VALUE! | #VALUE! | #VALUE! | 8.42 | "Providing and fixing C.P. waste 32 mm dia of make L&K for wash basin / sink. | item no.743 | 15 | Each
8.43 | Providing and fixing ISI marked flush door shutter non decorative type, core of block board construction with frame of first class hard wood and well matched commercial 3 ply veneering with vertical grains or cross bands and face veneers on both faces of shutters. 35 mm thick including ISI marked M.S butt hinges with necessary screw complete. | item no.744 | 20 | Sqm | 1991.36 |  |  | Excess(+) | 1 | Full Conversion | INR | [40 empty] | #VALUE! | #VALUE! | #VALUE! | 8.43 | Providing and fixing ISI marked flush door shutter non decorative type, core of block board construction with frame of first class hard wood and well matched commercial 3 ply veneering with vertical grains or cross bands and face veneers on both faces of shutters. 35 mm thick including ISI marked M.S butt hinges with necessary screw complete. | item no.744 | 20 | Sqm
8.44 | "Providing and fixing white vitreous china oval type wash basin of size 550 x 480 with 15mm C.P brass pillar tap, 32mm C.P brass waste of standard pattern. | item no.745 | 1 | Each | 2512.36 |  |  | Excess(+) | 1 | Full Conversion | INR | [40 empty] | #VALUE! | #VALUE! | #VALUE! | 8.44 | "Providing and fixing white vitreous china oval type wash basin of size 550 x 480 with 15mm C.P brass pillar tap, 32mm C.P brass waste of standard pattern. | item no.745 | 1 | Each
8.45 | "Providing and Fixing M.S handle for steel window. | item no.746 | 10 | Each | 160.86 |  |  | Excess(+) | 1 | Full Conversion | INR | [40 empty] | #VALUE! | #VALUE! | #VALUE! | 8.45 | "Providing and Fixing M.S handle for steel window. | item no.746 | 10 | Each
8.46 | "Providing and fixing C.P. pillar cock 15 mm nominal bore (L&K make) for wash basin. | item no.747 | 2 | Each | 748.61 |  |  | Excess(+) | 1 | Full Conversion | INR | [40 empty] | #VALUE! | #VALUE! | #VALUE! | 8.46 | "Providing and fixing C.P. pillar cock 15 mm nominal bore (L&K make) for wash basin. | item no.747 | 2 | Each
8.47 | "Providing and Fixing white vitreous china flat back half stall urinal of size 580x 380 x 350 mm with fittings standard size, C.P. Brass domical waste 32 mm , C.P. Brass spreders 15 mm , C.P. Connection pipe with Brass union & clamp and C.P Brass Push Cock 15 mm including cutting & making good the wall. | item no.748 | 1 | Each | 4138.75 |  |  | Excess(+) | 1 | Full Conversion | INR | [40 empty] | #VALUE! | #VALUE! | #VALUE! | 8.47 | "Providing and Fixing white vitreous china flat back half stall urinal of size 580x 380 x 350 mm with fittings standard size, C.P. Brass domical waste 32 mm , C.P. Brass spreders 15 mm , C.P. Connection pipe with Brass union & clamp and C.P Brass Push Cock 15 mm including cutting & making good the wall. | item no.748 | 1 | Each
8.48 | "Providing and fixing C.P soap dish etc. complete. | item no.749 | 2 | Each | 356.9 |  |  | Excess(+) | 1 | Full Conversion | INR | [40 empty] | #VALUE! | #VALUE! | #VALUE! | 8.48 | "Providing and fixing C.P soap dish etc. complete. | item no.749 | 2 | Each
8.49 | Providing & fixing C.P Coat Pin hanger of approved make with necessary screws etc. complete | item no.750 | 1 | Each | 182.53 |  |  | Excess(+) | 1 | Full Conversion | INR | [40 empty] | #VALUE! | #VALUE! | #VALUE! | 8.49 | Providing & fixing C.P Coat Pin hanger of approved make with necessary screws etc. complete | item no.750 | 1 | Each
8.5 | "Providing and fixing C.P connection for gyser (15 x 450) mm with nut and washer. | item no.751 | 10 | Each | 196.85 |  |  | Excess(+) | 1 | Full Conversion | INR | [40 empty] | #VALUE! | #VALUE! | #VALUE! | 8.5 | "Providing and fixing C.P connection for gyser (15 x 450) mm with nut and washer. | item no.751 | 10 | Each
8.51 | Brick work with common burnt clay F.P.S. (non modular) bricks of class designation 7.5 in foundation and plinth in: Cement mortar 1:6 (1 cement : 6 coarse sand) with old available bricks | item no.752 | 2.5 | Cum | 3447.61 |  |  | Excess(+) | 1 | Full Conversion | INR | [40 empty] | #VALUE! | #VALUE! | #VALUE! | 8.51 | Brick work with common burnt clay F.P.S. (non modular) bricks of class designation 7.5 in foundation and plinth in: Cement mortar 1:6 (1 cement : 6 coarse sand) with old available bricks | item no.752 | 2.5 | Cum
8.52 | Brick on edge flooring with old available bricks of class designation 7.5 on a bed of 12 mm cement mortar, including filling the joints with same mortar, with common burnt clay non modular bricks: 1:6 (1cement : 6 coarse sand) | item no.753 | 25 | Sqm | 538.23 |  |  | Excess(+) | 1 | Full Conversion | INR | [40 empty] | #VALUE! | #VALUE! | #VALUE! | 8.52 | Brick on edge flooring with old available bricks of class designation 7.5 on a bed of 12 mm cement mortar, including filling the joints with same mortar, with common burnt clay non modular bricks: 1:6 (1cement : 6 coarse sand) | item no.753 | 25 | Sqm
8.53 | Half brick masonry with old available common burnt clay F.P.S. (non modular) bricks of class designation 7.5 in superstructure above plinth level up to floor V level. Cement mortar 1:4 (1 cement :4 coarse sand) | item no.754 | 10 | Sqm | 614.69 |  |  | Excess(+) | 1 | Full Conversion | INR | [40 empty] | #VALUE! | #VALUE! | #VALUE! | 8.53 | Half brick masonry with old available common burnt clay F.P.S. (non modular) bricks of class designation 7.5 in superstructure above plinth level up to floor V level. Cement mortar 1:4 (1 cement :4 coarse sand) | item no.754 | 10 | Sqm
8.54 | "Providing and fixing C.P waste 40 mm nominal bore for china sink or wash basin (L&K) make. | item no.755 | 8 | Each | 196.05 |  |  | Excess(+) | 1 | Full Conversion | INR | [40 empty] | #VALUE! | #VALUE! | #VALUE! | 8.54 | "Providing and fixing C.P waste 40 mm nominal bore for china sink or wash basin (L&K) make. | item no.755 | 8 | Each
8.55 | "Providing and fixing C.P waste 50 mm nominal bore for china sink or wash basin (L&K) make. | item no.756 | 5 | Each | 225.87 |  |  | Excess(+) | 1 | Full Conversion | INR | [40 empty] | #VALUE! | #VALUE! | #VALUE! | 8.55 | "Providing and fixing C.P waste 50 mm nominal bore for china sink or wash basin (L&K) make. | item no.756 | 5 | Each
8.56 | "P/F 1.50mm thick homogeneous polyvinyl chloride sheet/tile in flooring and skirting in approved pattern on a smooth and damp proof base using rubber base adhesive of approved quality and manufacturer like Dualpo S-758 , Fevicol SR 998 or equivalent including rolling with light wooden roller weight about 5 kg. All complete as directed by Engineer -in -charge in approved colour and shade. | item no.757 | 30 | Sqm | 584.22 |  |  | Excess(+) | 1 | Full Conversion | INR | [40 empty] | #VALUE! | #VALUE! | #VALUE! | 8.56 | "P/F 1.50mm thick homogeneous polyvinyl chloride sheet/tile in flooring and skirting in approved pattern on a smooth and damp proof base using rubber base adhesive of approved quality and manufacturer like Dualpo S-758 , Fevicol SR 998 or equivalent including rolling with light wooden roller weight about 5 kg. All complete as directed by Engineer -in -charge in approved colour and shade. | item no.757 | 30 | Sqm
8.57 | Providing & fixing Kota Stone upto 100 mm depth Strips with CM 1:4 in CC Road i/c cutting the kota in strips. | item no.758 | 55 | Rm | 78.83 |  |  | Excess(+) | 1 | Full Conversion | INR | [40 empty] | #VALUE! | #VALUE! | #VALUE! | 8.57 | Providing & fixing Kota Stone upto 100 mm depth Strips with CM 1:4 in CC Road i/c cutting the kota in strips. | item no.758 | 55 | Rm
8.58 | Providing and fixing C.P basin mixer of 15 mm nominal bore (L&K) make etc. complete | item no.759 | 5 | Each | 2164.31 |  |  | Excess(+) | 1 | Full Conversion | INR | [40 empty] | #VALUE! | #VALUE! | #VALUE! | 8.58 | Providing and fixing C.P basin mixer of 15 mm nominal bore (L&K) make etc. complete | item no.759 | 5 | Each
8.59 | Providind and fixing C.P. hand spray (heath faucet) jaquar make or equivalant with push button control and flexible hose connection with C.P hook complete in all respects. | item no.760 | 20 | Each | 651.08 |  |  | Excess(+) | 1 | Full Conversion | INR | [40 empty] | #VALUE! | #VALUE! | #VALUE! | 8.59 | Providind and fixing C.P. hand spray (heath faucet) jaquar make or equivalant with push button control and flexible hose connection with C.P hook complete in all respects. | item no.760 | 20 | Each
8.6 | Providing and fixing 15 mm nominal bore C.P brass two way bib cock of L&K or approved equivalent make etc. complete | item no.761 | 5 | Each | 1041.39 |  |  | Excess(+) | 1 | Full Conversion | INR | [40 empty] | #VALUE! | #VALUE! | #VALUE! | 8.6 | Providing and fixing 15 mm nominal bore C.P brass two way bib cock of L&K or approved equivalent make etc. complete | item no.761 | 5 | Each
8.61 | "Providing and fixing aluminum door seal in door i/c necessary screw etc complete. " | item no.762 | 40 | Metre | 181.83 |  |  | Excess(+) | 1 | Full Conversion | INR | [40 empty] | #VALUE! | #VALUE! | #VALUE! | 8.61 | "Providing and fixing aluminum door seal in door i/c necessary screw etc complete. " | item no.762 | 40 | Metre
8.62 | Providing and fixing anti-cocroach grating 125 mm dia of approved equivalent make. | item no.763 | 10 | Each | 275.69 |  |  | Excess(+) | 1 | Full Conversion | INR | [40 empty] | #VALUE! | #VALUE! | #VALUE! | 8.62 | Providing and fixing anti-cocroach grating 125 mm dia of approved equivalent make. | item no.763 | 10 | Each
8.63 | Providing and fixing 15 mm nominal bore C.P. swan neck pillar cock of L&K or approved equivalent make. | item no.764 | 4 | Each | 936.11 |  |  | Excess(+) | 1 | Full Conversion | INR | [40 empty] | #VALUE! | #VALUE! | #VALUE! | 8.63 | Providing and fixing 15 mm nominal bore C.P. swan neck pillar cock of L&K or approved equivalent make. | item no.764 | 4 | Each
8.64 | Providing and fixing 15 mm nominal bore two way angle valve of make L&K or approved equivalent make. | item no.765 | 5 | Each | 941.97 |  |  | Excess(+) | 1 | Full Conversion | INR | [40 empty] | #VALUE! | #VALUE! | #VALUE! | 8.64 | Providing and fixing 15 mm nominal bore two way angle valve of make L&K or approved equivalent make. | item no.765 | 5 | Each
8.65 | Providing and fixing of "I hook" of with ISI marked M.S. pressed butt hinged brigt finished of required size | item no.766 | 10 | Each | 32.85 |  |  | Excess(+) | 1 | Full Conversion | INR | [40 empty] | #VALUE! | #VALUE! | #VALUE! | 8.65 | Providing and fixing of "I hook" of with ISI marked M.S. pressed butt hinged brigt finished of required size | item no.766 | 10 | Each
8.66 | Providing and fixing fly proof stainless steel grade 304 wire gauge, to windows and clearestory windows using wire gauge with average width of aperture 1.4 mm in both directions with wire of dia 0.50 mm all complete. 12x12mm beading. | item no.767 | 20 | Sqm | 814.38 |  |  | Excess(+) | 1 | Full Conversion | INR | [40 empty] | #VALUE! | #VALUE! | #VALUE! | 8.66 | Providing and fixing fly proof stainless steel grade 304 wire gauge, to windows and clearestory windows using wire gauge with average width of aperture 1.4 mm in both directions with wire of dia 0.50 mm all complete. 12x12mm beading. | item no.767 | 20 | Sqm
8.67 | Supply and fixing of hand shower in mixture unit. | item no.768 | 10 | Each | 909.16 |  |  | Excess(+) | 1 | Full Conversion | INR | [40 empty] | #VALUE! | #VALUE! | #VALUE! | 8.67 | Supply and fixing of hand shower in mixture unit. | item no.768 | 10 | Each
8.68 | Providing and fixing Available G.I. pipes complete with G.I. fittings and clamps, i/c cutting and making good the walls etc. Internal work - Exposed on wall | item no.769 | 50 | metre | 167.38 |  |  | Excess(+) | 1 | Full Conversion | INR | [40 empty] | #VALUE! | #VALUE! | #VALUE! | 8.68 | Providing and fixing Available G.I. pipes complete with G.I. fittings and clamps, i/c cutting and making good the walls etc. Internal work - Exposed on wall | item no.769 | 50 | metre
8.69 | Providing and fixing CPVC ball valve 32 mm dia i/c all fittings complete of Approved make. For one piece only | item no.770 | 5 | Each | 645.24 |  |  | Excess(+) | 1 | Full Conversion | INR | [40 empty] | #VALUE! | #VALUE! | #VALUE! | 8.69 | Providing and fixing CPVC ball valve 32 mm dia i/c all fittings complete of Approved make. For one piece only | item no.770 | 5 | Each
8.7 | Providing and Fixing CPVC ball valve 25 mm dia i/c all fitting of Approved make. For one Piece only. | item no.771 | 5 | Each | 295.66 |  |  | Excess(+) | 1 | Full Conversion | INR | [40 empty] | #VALUE! | #VALUE! | #VALUE! | 8.7 | Providing and Fixing CPVC ball valve 25 mm dia i/c all fitting of Approved make. For one Piece only. | item no.771 | 5 | Each
8.71 | Supply of PPC Cement at site. | item no.772 | 100 | Per bag | 301.84 |  |  | Excess(+) | 1 | Full Conversion | INR | [40 empty] | #VALUE! | #VALUE! | #VALUE! | 8.71 | Supply of PPC Cement at site. | item no.772 | 100 | Per bag
8.72 | Supplying of Coarse sand at site | item no.773 | 12 | Cum | 2610.17 |  |  | Excess(+) | 1 | Full Conversion | INR | [40 empty] | #VALUE! | #VALUE! | #VALUE! | 8.72 | Supplying of Coarse sand at site | item no.773 | 12 | Cum
8.73 | Wiring for light point/ fan point/ exhaust fan point/ call bell point with 1.5 sq.mm FRLS PVC insulated copper conductor single core cable in surface / recessed steel conduit, with piano type switch, phenolic laminated sheet, suitable size MS box and earthing the point with 1.5 sq.mm. FRLS PVC insulated copper conductor single core cable etc as required. | item no.774 | [52 empty] | 8.73 | Wiring for light point/ fan point/ exhaust fan point/ call bell point with 1.5 sq.mm FRLS PVC insulated copper conductor single core cable in surface / recessed steel conduit, with piano type switch, phenolic laminated sheet, suitable size MS box and earthing the point with 1.5 sq.mm. FRLS PVC insulated copper conductor single core cable etc as required. | item no.774
8.74 | Group A | item no.775 | 10 | Nos | 1070.58 |  |  | Excess(+) | 1 | Full Conversion | INR | [40 empty] | #VALUE! | #VALUE! | #VALUE! | 8.74 | Group A | item no.775 | 10 | Nos
8.75 | Group B | item no.776 | 10 | Nos | 1285.4 |  |  | Excess(+) | 1 | Full Conversion | INR | [40 empty] | #VALUE! | #VALUE! | #VALUE! | 8.75 | Group B | item no.776 | 10 | Nos
8.76 | Group C | item no.777 | 5 | Nos | 1598.42 |  |  | Excess(+) | 1 | Full Conversion | INR | [40 empty] | #VALUE! | #VALUE! | #VALUE! | 8.76 | Group C | item no.777 | 5 | Nos
8.77 | Wiring for light point/ fan point/ exhaust fan point/ call bell point with 1.5 sq.mm FRLS PVC insulated copper conductor single core cable in surface / recessed steel conduit, with modular switch, modular plate, suitable GI box and earthing the point with 1.5 sq.mm. FRLS PVC insulated copper conductor single core cable etc as required. | item no.778 | [52 empty] | 8.77 | Wiring for light point/ fan point/ exhaust fan point/ call bell point with 1.5 sq.mm FRLS PVC insulated copper conductor single core cable in surface / recessed steel conduit, with modular switch, modular plate, suitable GI box and earthing the point with 1.5 sq.mm. FRLS PVC insulated copper conductor single core cable etc as required. | item no.778
8.78 | Group A | item no.779 | 10 | Points | 1090.75 |  |  | Excess(+) | 1 | Full Conversion | INR | [40 empty] | #VALUE! | #VALUE! | #VALUE! | 8.78 | Group A | item no.779 | 10 | Points
8.79 | Group B | item no.780 | 10 | Points | 1304.69 |  |  | Excess(+) | 1 | Full Conversion | INR | [40 empty] | #VALUE! | #VALUE! | #VALUE! | 8.79 | Group B | item no.780 | 10 | Points
8.8 | Group C | item no.781 | 5 | Points | 1617.71 |  |  | Excess(+) | 1 | Full Conversion | INR | [40 empty] | #VALUE! | #VALUE! | #VALUE! | 8.8 | Group C | item no.781 | 5 | Points
8.81 | Wiring for twin control light point with 1.5 sq.mm FRLS PVC insulated copper conductor single core cable in surface / recessed steel conduit, 2 way modular switch, modular plate, suitable GI box and earthing the point with 1.5 sq.mm. FRLS PVC insulated copper conductor single core cable etc as required. | item no.782 | 5 | Points | 1736.96 |  |  | Excess(+) | 1 | Full Conversion | INR | [40 empty] | #VALUE! | #VALUE! | #VALUE! | 8.81 | Wiring for twin control light point with 1.5 sq.mm FRLS PVC insulated copper conductor single core cable in surface / recessed steel conduit, 2 way modular switch, modular plate, suitable GI box and earthing the point with 1.5 sq.mm. FRLS PVC insulated copper conductor single core cable etc as required. | item no.782 | 5 | Points
8.82 | Wiring for circuit/ submain wiring alongwith earth wire with the following sizes of FRLS PVC insulated, copper conductor, single core cable in surface/ recessed steel conduit as reqired. | item no.783 | [52 empty] | 8.82 | Wiring for circuit/ submain wiring alongwith earth wire with the following sizes of FRLS PVC insulated, copper conductor, single core cable in surface/ recessed steel conduit as reqired. | item no.783
8.83 | 2 x 4 Sqmm. + 1 x 4 sqmm earth wire | item no.784 | 100 | Mtr. | 375.27 |  |  | Excess(+) | 1 | Full Conversion | INR | [40 empty] | #VALUE! | #VALUE! | #VALUE! | 8.83 | 2 x 4 Sqmm. + 1 x 4 sqmm earth wire | item no.784 | 100 | Mtr.
8.84 | 2 x 6 Sqmm. + 1 x 6 sqmm earth wire | item no.785 | 50 | Mtr. | 516.44 |  |  | Excess(+) | 1 | Full Conversion | INR | [40 empty] | #VALUE! | #VALUE! | #VALUE! | 8.84 | 2 x 6 Sqmm. + 1 x 6 sqmm earth wire | item no.785 | 50 | Mtr.
8.85 | 2 x 10 Sqmm. + 1 x 6 sqmm earth wire | item no.786 | 50 | Mtr. | 622.53 |  |  | Excess(+) | 1 | Full Conversion | INR | [40 empty] | #VALUE! | #VALUE! | #VALUE! | 8.85 | 2 x 10 Sqmm. + 1 x 6 sqmm earth wire | item no.786 | 50 | Mtr.
8.86 | 2 x 16 Sqmm. + 1 x 6 sqmm earth wire | item no.787 | 50 | Mtr. | 825.95 |  |  | Excess(+) | 1 | Full Conversion | INR | [40 empty] | #VALUE! | #VALUE! | #VALUE! | 8.86 | 2 x 16 Sqmm. + 1 x 6 sqmm earth wire | item no.787 | 50 | Mtr.
8.87 | 4 x 10 Sqmm. + 2 x 6 sqmm earth wire | item no.788 | 30 | Mtr. | 1022.36 |  |  | Excess(+) | 1 | Full Conversion | INR | [40 empty] | #VALUE! | #VALUE! | #VALUE! | 8.87 | 4 x 10 Sqmm. + 2 x 6 sqmm earth wire | item no.788 | 30 | Mtr.
8.88 | 4 x 16 Sqmm. + 2 x 6 sqmm earth wire | item no.789 | 30 | Mtr. | 1442.35 |  |  | Excess(+) | 1 | Full Conversion | INR | [40 empty] | #VALUE! | #VALUE! | #VALUE! | 8.88 | 4 x 16 Sqmm. + 2 x 6 sqmm earth wire | item no.789 | 30 | Mtr.
8.89 | Wiring for circuit/ submain wiring alogwith earth wire the following sizes of FRLS PVC insulated copper conductor, single core cable in surface/ recessed medium class PVC conduit as required. | item no.790 | [52 empty] | 8.89 | Wiring for circuit/ submain wiring alogwith earth wire the following sizes of FRLS PVC insulated copper conductor, single core cable in surface/ recessed medium class PVC conduit as required. | item no.790
8.9 | 2 x 1.5 Sq.mm + 1 x 1.5 Sq.mm earh wire | item no.791 | 150 | Mtr | 204.29 |  |  | Excess(+) | 1 | Full Conversion | INR | [40 empty] | #VALUE! | #VALUE! | #VALUE! | 8.9 | 2 x 1.5 Sq.mm + 1 x 1.5 Sq.mm earh wire | item no.791 | 150 | Mtr
8.91 | 2 x 4 Sq.mm + 1 x 4 Sq.mm earh wire | item no.792 | 100 | Mtr | 292.85 |  |  | Excess(+) | 1 | Full Conversion | INR | [40 empty] | #VALUE! | #VALUE! | #VALUE! | 8.91 | 2 x 4 Sq.mm + 1 x 4 Sq.mm earh wire | item no.792 | 100 | Mtr
8.92 | 2 x 10 Sqmm. + 1 x 6 sqmm earth wire | item no.793 | 50 | Mtr | 499.78 |  |  | Excess(+) | 1 | Full Conversion | INR | [40 empty] | #VALUE! | #VALUE! | #VALUE! | 8.92 | 2 x 10 Sqmm. + 1 x 6 sqmm earth wire | item no.793 | 50 | Mtr
8.93 | 2 x 16 Sqmm. + 1 x 6 sqmm earth wire | item no.794 | 50 | Mtr | 676.9 |  |  | Excess(+) | 1 | Full Conversion | INR | [40 empty] | #VALUE! | #VALUE! | #VALUE! | 8.93 | 2 x 16 Sqmm. + 1 x 6 sqmm earth wire | item no.794 | 50 | Mtr
8.94 | 4 x 10 Sqmm. + 2 x 6 sqmm earth wire | item no.795 | 50 | Mtr | 881.19 |  |  | Excess(+) | 1 | Full Conversion | INR | [40 empty] | #VALUE! | #VALUE! | #VALUE! | 8.94 | 4 x 10 Sqmm. + 2 x 6 sqmm earth wire | item no.795 | 50 | Mtr
8.95 | 4 x 16 Sqmm. + 2 x 6 sqmm earth wire | item no.796 | 50 | Mtr | 1196.84 |  |  | Excess(+) | 1 | Full Conversion | INR | [40 empty] | #VALUE! | #VALUE! | #VALUE! | 8.95 | 4 x 16 Sqmm. + 2 x 6 sqmm earth wire | item no.796 | 50 | Mtr
8.96 | Rewiring for light point/ fan point/ exhaust fan point/ call bell point with 1.5 sq.mm FRLS PVC insulated copper conductor single core cable and 1.5 sq.mm. FRLS PVC insulated copper conductor single core cable as earth wire in existing surface/ recessed steel conduit including dismantling as required. | item no.797 | [52 empty] | 8.96 | Rewiring for light point/ fan point/ exhaust fan point/ call bell point with 1.5 sq.mm FRLS PVC insulated copper conductor single core cable and 1.5 sq.mm. FRLS PVC insulated copper conductor single core cable as earth wire in existing surface/ recessed steel conduit including dismantling as required. | item no.797
8.97 | Group A | item no.798 | 250 | Points | 503.28 |  |  | Excess(+) | 1 | Full Conversion | INR | [40 empty] | #VALUE! | #VALUE! | #VALUE! | 8.97 | Group A | item no.798 | 250 | Points
8.98 | Group B | item no.799 | 450 | Points | 558.52 |  |  | Excess(+) | 1 | Full Conversion | INR | [40 empty] | #VALUE! | #VALUE! | #VALUE! | 8.98 | Group B | item no.799 | 450 | Points
8.99 | Group C | item no.800 | 15 | Points | 783.87 |  |  | Excess(+) | 1 | Full Conversion | INR | [40 empty] | #VALUE! | #VALUE! | #VALUE! | 8.99 | Group C | item no.800 | 15 | Points
9 | Rewiring for twin control light point with 1.5 sq.mm FRLS PVC insulated copper conductor single core cable and 1.5 sq.mm FRLS PVC insulated copper conductor single core cable as earth wire in existing surface/ recessed steel /PVC conduit including dismantling as required. | item no.801 | 5 | Points | 783.87 |  |  | Excess(+) | 1 | Full Conversion | INR | [40 empty] | #VALUE! | #VALUE! | #VALUE! | 9 | Rewiring for twin control light point with 1.5 sq.mm FRLS PVC insulated copper conductor single core cable and 1.5 sq.mm FRLS PVC insulated copper conductor single core cable as earth wire in existing surface/ recessed steel /PVC conduit including dismantling as required. | item no.801 | 5 | Points
9.01 | Supplying & drawing following sizes of FRLS PVC insulated copper conductor, single core cable in the existing surface / recessed steel / PVC conduit as reqd. | item no.802 | [52 empty] | 9.01 | Supplying & drawing following sizes of FRLS PVC insulated copper conductor, single core cable in the existing surface / recessed steel / PVC conduit as reqd. | item no.802
9.02 | 1 x 1.5 Sq.mm.. | item no.803 | 500 | Mtr. | 39.45 |  |  | Excess(+) | 1 | Full Conversion | INR | [40 empty] | #VALUE! | #VALUE! | #VALUE! | 9.02 | 1 x 1.5 Sq.mm.. | item no.803 | 500 | Mtr.
9.03 | 2 x 1.5 Sq.mm.. | item no.804 | 200 | Mtr. | 61.37 |  |  | Excess(+) | 1 | Full Conversion | INR | [40 empty] | #VALUE! | #VALUE! | #VALUE! | 9.03 | 2 x 1.5 Sq.mm.. | item no.804 | 200 | Mtr.
9.04 | 3 x 1.5 Sq.mm.. | item no.805 | 1800 | Mtr. | 83.296 |  |  | Excess(+) | 1 | Full Conversion | INR | [40 empty] | #VALUE! | #VALUE! | #VALUE! | 9.04 | 3 x 1.5 Sq.mm.. | item no.805 | 1800 | Mtr.
9.05 | 2 x 2.5 Sq.mm.. | item no.806 | 50 | Mtr. | 85.92 |  |  | Excess(+) | 1 | Full Conversion | INR | [40 empty] | #VALUE! | #VALUE! | #VALUE! | 9.05 | 2 x 2.5 Sq.mm.. | item no.806 | 50 | Mtr.
9.06 | 3 x 2.5 Sq.mm.. | item no.807 | 60 | Mtr. | 120.12 |  |  | Excess(+) | 1 | Full Conversion | INR | [40 empty] | #VALUE! | #VALUE! | #VALUE! | 9.06 | 3 x 2.5 Sq.mm.. | item no.807 | 60 | Mtr.
9.07 | 4 x 2.5 Sq.mm.. | item no.808 | 20 | Mtr. | 155.2 |  |  | Excess(+) | 1 | Full Conversion | INR | [40 empty] | #VALUE! | #VALUE! | #VALUE! | 9.07 | 4 x 2.5 Sq.mm.. | item no.808 | 20 | Mtr.
9.08 | 2 x 4 Sq.mm.. | item no.809 | 5 | Mtr. | 128.89 |  |  | Excess(+) | 1 | Full Conversion | INR | [40 empty] | #VALUE! | #VALUE! | #VALUE! | 9.08 | 2 x 4 Sq.mm.. | item no.809 | 5 | Mtr.
9.09 | 3 x 4 Sq.mm.. | item no.810 | 1100 | Mtr. | 180.62 |  |  | Excess(+) | 1 | Full Conversion | INR | [40 empty] | #VALUE! | #VALUE! | #VALUE! | 9.09 | 3 x 4 Sq.mm.. | item no.810 | 1100 | Mtr.
9.1 | 4 x 4 Sq.mm.. | item no.811 | 100 | Mtr. | 241.12 |  |  | Excess(+) | 1 | Full Conversion | INR | [40 empty] | #VALUE! | #VALUE! | #VALUE! | 9.1 | 4 x 4 Sq.mm.. | item no.811 | 100 | Mtr.
9.11 | 2 x 6 Sq.mm.. | item no.812 | 300 | Mtr. | 189.39 |  |  | Excess(+) | 1 | Full Conversion | INR | [40 empty] | #VALUE! | #VALUE! | #VALUE! | 9.11 | 2 x 6 Sq.mm.. | item no.812 | 300 | Mtr.
9.12 | 3 x 6 Sq.mm.. | item no.813 | 150 | Mtr. | 266.54 |  |  | Excess(+) | 1 | Full Conversion | INR | [40 empty] | #VALUE! | #VALUE! | #VALUE! | 9.12 | 3 x 6 Sq.mm.. | item no.813 | 150 | Mtr.
9.13 | 4 x 6 Sq.mm.. | item no.814 | 350 | Mtr. | 352.47 |  |  | Excess(+) | 1 | Full Conversion | INR | [40 empty] | #VALUE! | #VALUE! | #VALUE! | 9.13 | 4 x 6 Sq.mm.. | item no.814 | 350 | Mtr.
9.14 | Supplying and drawing following pair 0.5 mm dia FRLS PVC insulated annealed copper conductor, unarmored telephone cable in the existing surface/ recessed steel/ PVC conduit as required. | item no.815 | [52 empty] | 9.14 | Supplying and drawing following pair 0.5 mm dia FRLS PVC insulated annealed copper conductor, unarmored telephone cable in the existing surface/ recessed steel/ PVC conduit as required. | item no.815
9.15 | 1 Pair | item no.816 | 50 | Mtr. | 27.18 |  |  | Excess(+) | 1 | Full Conversion | INR | [40 empty] | #VALUE! | #VALUE! | #VALUE! | 9.15 | 1 Pair | item no.816 | 50 | Mtr.
9.16 | 2 Pair | item no.817 | 350 | Mtr. | 33.32 |  |  | Excess(+) | 1 | Full Conversion | INR | [40 empty] | #VALUE! | #VALUE! | #VALUE! | 9.16 | 2 Pair | item no.817 | 350 | Mtr.
9.17 | 4 Pair | item no.818 | 30 | Mtr. | 47.34 |  |  | Excess(+) | 1 | Full Conversion | INR | [40 empty] | #VALUE! | #VALUE! | #VALUE! | 9.17 | 4 Pair | item no.818 | 30 | Mtr.
9.18 | Supplying and drawing co-axial TV cable RG-6 grade, 0.7 mm solid copper conductor PE insulated, shielded with fine tinned copper braid and protected with PVC sheath in the existing surface/ recessed steel/ PVC conduit as required. | item no.819 | 20 | Mtr. | 41.21 |  |  | Excess(+) | 1 | Full Conversion | INR | [40 empty] | #VALUE! | #VALUE! | #VALUE! | 9.18 | Supplying and drawing co-axial TV cable RG-6 grade, 0.7 mm solid copper conductor PE insulated, shielded with fine tinned copper braid and protected with PVC sheath in the existing surface/ recessed steel/ PVC conduit as required. | item no.819 | 20 | Mtr.
9.19 | Supplying and fixing of following size of steel conduit along with the accessories in surface/recess I/c painting in case of surface conduit or cutting the wall and making good the same in case of recessed conduit. as reqd. | item no.820 | [52 empty] | 9.19 | Supplying and fixing of following size of steel conduit along with the accessories in surface/recess I/c painting in case of surface conduit or cutting the wall and making good the same in case of recessed conduit. as reqd. | item no.820
9.2 | 20 mm | item no.821 | 10 | Mtr. | 195.53 |  |  | Excess(+) | 1 | Full Conversion | INR | [40 empty] | #VALUE! | #VALUE! | #VALUE! | 9.2 | 20 mm | item no.821 | 10 | Mtr.
9.21 | 25 mm | item no.822 | 5 | Mtr. | 224.46 |  |  | Excess(+) | 1 | Full Conversion | INR | [40 empty] | #VALUE! | #VALUE! | #VALUE! | 9.21 | 25 mm | item no.822 | 5 | Mtr.
9.22 | 32 mm | item no.823 | 5 | Mtr. | 285.84 |  |  | Excess(+) | 1 | Full Conversion | INR | [40 empty] | #VALUE! | #VALUE! | #VALUE! | 9.22 | 32 mm | item no.823 | 5 | Mtr.
9.23 | 40 mm | item no.824 | 5 | Mtr. | 412.1 |  |  | Excess(+) | 1 | Full Conversion | INR | [40 empty] | #VALUE! | #VALUE! | #VALUE! | 9.23 | 40 mm | item no.824 | 5 | Mtr.
9.24 | Supply and fixing of following sizes of medium class PVC conduit along with the accessories in surface /recess including cutting the wall and making good the same in case of recessed conduit as reqd. | item no.825 | [52 empty] | 9.24 | Supply and fixing of following sizes of medium class PVC conduit along with the accessories in surface /recess including cutting the wall and making good the same in case of recessed conduit as reqd. | item no.825
9.25 | 20mm | item no.826 | 10 | Mtr | 112.23 |  |  | Excess(+) | 1 | Full Conversion | INR | [40 empty] | #VALUE! | #VALUE! | #VALUE! | 9.25 | 20mm | item no.826 | 10 | Mtr
9.26 | 25mm | item no.827 | 10 | Mtr | 127.14 |  |  | Excess(+) | 1 | Full Conversion | INR | [40 empty] | #VALUE! | #VALUE! | #VALUE! | 9.26 | 25mm | item no.827 | 10 | Mtr
9.27 | 32mm | item no.828 | 10 | Mtr | 161.33 |  |  | Excess(+) | 1 | Full Conversion | INR | [40 empty] | #VALUE! | #VALUE! | #VALUE! | 9.27 | 32mm | item no.828 | 10 | Mtr
9.28 | 40mm | item no.829 | 5 | Mtr | 199.91 |  |  | Excess(+) | 1 | Full Conversion | INR | [40 empty] | #VALUE! | #VALUE! | #VALUE! | 9.28 | 40mm | item no.829 | 5 | Mtr
9.29 | 50mm | item no.830 | 5 | Mtr | 249.01 |  |  | Excess(+) | 1 | Full Conversion | INR | [40 empty] | #VALUE! | #VALUE! | #VALUE! | 9.29 | 50mm | item no.830 | 5 | Mtr
9.3 | Supplying and fixing metal box of following sizes ( nominal size ) on surface or in recess with suitable size of phenolic laminated sheet cover in the front I/c painting etc as reqd. | item no.831 | [52 empty] | 9.3 | Supplying and fixing metal box of following sizes ( nominal size ) on surface or in recess with suitable size of phenolic laminated sheet cover in the front I/c painting etc as reqd. | item no.831
9.31 | 100 mm x 100 mm x 60 mm deep | item no.832 | 15 | Nos. | 183.25 |  |  | Excess(+) | 1 | Full Conversion | INR | [40 empty] | #VALUE! | #VALUE! | #VALUE! | 9.31 | 100 mm x 100 mm x 60 mm deep | item no.832 | 15 | Nos.
9.32 | 180 mm x 100 mm x 60 mm deep | item no.833 | 5 | Nos. | 214.82 |  |  | Excess(+) | 1 | Full Conversion | INR | [40 empty] | #VALUE! | #VALUE! | #VALUE! | 9.32 | 180 mm x 100 mm x 60 mm deep | item no.833 | 5 | Nos.
9.33 | 200 mm x 150 mm x 60 mm deep | item no.834 | 10 | Nos. | 311.27 |  |  | Excess(+) | 1 | Full Conversion | INR | [40 empty] | #VALUE! | #VALUE! | #VALUE! | 9.33 | 200 mm x 150 mm x 60 mm deep | item no.834 | 10 | Nos.
9.34 | 200 mm x 250 mm x 75 mm deep | item no.835 | 10 | Nos. | 427.88 |  |  | Excess(+) | 1 | Full Conversion | INR | [40 empty] | #VALUE! | #VALUE! | #VALUE! | 9.34 | 200 mm x 250 mm x 75 mm deep | item no.835 | 10 | Nos.
9.35 | 200 mm x 300 mm x 60 mm deep | item no.836 | 5 | Nos. | 460.32 |  |  | Excess(+) | 1 | Full Conversion | INR | [40 empty] | #VALUE! | #VALUE! | #VALUE! | 9.35 | 200 mm x 300 mm x 60 mm deep | item no.836 | 5 | Nos.
9.36 | 250 mm x 300 mm x 100 mm deep | item no.837 | 5 | Nos. | 572.56 |  |  | Excess(+) | 1 | Full Conversion | INR | [40 empty] | #VALUE! | #VALUE! | #VALUE! | 9.36 | 250 mm x 300 mm x 100 mm deep | item no.837 | 5 | Nos.
9.37 | Supplying and fixing following piano type switch /socket on existing switch box/cover I/c connection etc as reqd. | item no.838 | [52 empty] | 9.37 | Supplying and fixing following piano type switch /socket on existing switch box/cover I/c connection etc as reqd. | item no.838
9.38 | 5/6 Amp switch | item no.839 | 500 | Nos. | 45.59 |  |  | Excess(+) | 1 | Full Conversion | INR | [40 empty] | #VALUE! | #VALUE! | #VALUE! | 9.38 | 5/6 Amp switch | item no.839 | 500 | Nos.
9.39 | 2 way 5/6 amp switch | item no.840 | 50 | Nos. | 56.12 |  |  | Excess(+) | 1 | Full Conversion | INR | [40 empty] | #VALUE! | #VALUE! | #VALUE! | 9.39 | 2 way 5/6 amp switch | item no.840 | 50 | Nos.
9.4 | 15/16 Amp. switch | item no.841 | 200 | Nos. | 106.09 |  |  | Excess(+) | 1 | Full Conversion | INR | [40 empty] | #VALUE! | #VALUE! | #VALUE! | 9.4 | 15/16 Amp. switch | item no.841 | 200 | Nos.
9.41 | 3 Pin 5/6 Amp. socket outlet | item no.842 | 250 | Nos. | 60.5 |  |  | Excess(+) | 1 | Full Conversion | INR | [40 empty] | #VALUE! | #VALUE! | #VALUE! | 9.41 | 3 Pin 5/6 Amp. socket outlet | item no.842 | 250 | Nos.
9.42 | 6 Pin 15/16 Amp. socket outlet. | item no.843 | 150 | Nos. | 120.12 |  |  | Excess(+) | 1 | Full Conversion | INR | [40 empty] | #VALUE! | #VALUE! | #VALUE! | 9.42 | 6 Pin 15/16 Amp. socket outlet. | item no.843 | 150 | Nos.
9.43 | Telephone socket / jack outlet | item no.844 | 25 | Nos. | 95.57 |  |  | Excess(+) | 1 | Full Conversion | INR | [40 empty] | #VALUE! | #VALUE! | #VALUE! | 9.43 | Telephone socket / jack outlet | item no.844 | 25 | Nos.
9.44 | TV antenna socket outlet | item no.845 | 10 | Nos. | 83.3 |  |  | Excess(+) | 1 | Full Conversion | INR | [40 empty] | #VALUE! | #VALUE! | #VALUE! | 9.44 | TV antenna socket outlet | item no.845 | 10 | Nos.
9.45 | Call bell push | item no.846 | 90 | Nos. | 72.78 |  |  | Excess(+) | 1 | Full Conversion | INR | [40 empty] | #VALUE! | #VALUE! | #VALUE! | 9.45 | Call bell push | item no.846 | 90 | Nos.
9.46 | Supply, fixing, following modular type switch / socket on existing modular plate & switch box including connectins but excluding modular plate etc. as reqd. | item no.847 | [52 empty] | 9.46 | Supply, fixing, following modular type switch / socket on existing modular plate & switch box including connectins but excluding modular plate etc. as reqd. | item no.847
9.47 | 5/6 Amp switch | item no.848 | 650 | Nos. | 90.31 |  |  | Excess(+) | 1 | Full Conversion | INR | [40 empty] | #VALUE! | #VALUE! | #VALUE! | 9.47 | 5/6 Amp switch | item no.848 | 650 | Nos.
9.48 | 2 way 5/6 amps switch | item no.849 | 20 | Nos. | 129.77 |  |  | Excess(+) | 1 | Full Conversion | INR | [40 empty] | #VALUE! | #VALUE! | #VALUE! | 9.48 | 2 way 5/6 amps switch | item no.849 | 20 | Nos.
9.49 | 15/16 Amp. switch | item no.850 | 350 | Nos. | 136.78 |  |  | Excess(+) | 1 | Full Conversion | INR | [40 empty] | #VALUE! | #VALUE! | #VALUE! | 9.49 | 15/16 Amp. switch | item no.850 | 350 | Nos.
9.5 | 3 Pin 5/6 Amp. socket outlet | item no.851 | 300 | Nos. | 106.97 |  |  | Excess(+) | 1 | Full Conversion | INR | [40 empty] | #VALUE! | #VALUE! | #VALUE! | 9.5 | 3 Pin 5/6 Amp. socket outlet | item no.851 | 300 | Nos.
9.51 | 6 Pin 15/16 Amp. socket outlet. | item no.852 | 210 | Nos. | 172.73 |  |  | Excess(+) | 1 | Full Conversion | INR | [40 empty] | #VALUE! | #VALUE! | #VALUE! | 9.51 | 6 Pin 15/16 Amp. socket outlet. | item no.852 | 210 | Nos.
9.52 | Telephone socket outlet | item no.853 | 5 | Nos. | 129.77 |  |  | Excess(+) | 1 | Full Conversion | INR | [40 empty] | #VALUE! | #VALUE! | #VALUE! | 9.52 | Telephone socket outlet | item no.853 | 5 | Nos.
9.53 | Bell Push | item no.854 | 150 | Nos. | 122.75 |  |  | Excess(+) | 1 | Full Conversion | INR | [40 empty] | #VALUE! | #VALUE! | #VALUE! | 9.53 | Bell Push | item no.854 | 150 | Nos.
9.54 | Two module stepped type electronic fan regulator | item no.855 | 250 | Nos. | 323.54 |  |  | Excess(+) | 1 | Full Conversion | INR | [40 empty] | #VALUE! | #VALUE! | #VALUE! | 9.54 | Two module stepped type electronic fan regulator | item no.855 | 250 | Nos.
9.55 | Blanking plate | item no.856 | 300 | Nos. | 35.07 |  |  | Excess(+) | 1 | Full Conversion | INR | [40 empty] | #VALUE! | #VALUE! | #VALUE! | 9.55 | Blanking plate | item no.856 | 300 | Nos.
9.56 | Supplying and fixing following size/ modules, GI box alongwith modular base & cover plate for modular switches in recess etc. as required. | item no.857 | [52 empty] | 9.56 | Supplying and fixing following size/ modules, GI box alongwith modular base & cover plate for modular switches in recess etc. as required. | item no.857
9.57 | 1/2 module | item no.858 | 20 | Nos. | 261.29 |  |  | Excess(+) | 1 | Full Conversion | INR | [40 empty] | #VALUE! | #VALUE! | #VALUE! | 9.57 | 1/2 module | item no.858 | 20 | Nos.
9.58 | 3 module | item no.859 | 30 | Nos. | 286.72 |  |  | Excess(+) | 1 | Full Conversion | INR | [40 empty] | #VALUE! | #VALUE! | #VALUE! | 9.58 | 3 module | item no.859 | 30 | Nos.
9.59 | 4 module | item no.860 | 25 | Nos. | 300.75 |  |  | Excess(+) | 1 | Full Conversion | INR | [40 empty] | #VALUE! | #VALUE! | #VALUE! | 9.59 | 4 module | item no.860 | 25 | Nos.
9.6 | 6 module | item no.861 | 20 | Nos. | 352.48 |  |  | Excess(+) | 1 | Full Conversion | INR | [40 empty] | #VALUE! | #VALUE! | #VALUE! | 9.6 | 6 module | item no.861 | 20 | Nos.
9.61 | 8 module | item no.862 | 20 | Nos. | 398.07 |  |  | Excess(+) | 1 | Full Conversion | INR | [40 empty] | #VALUE! | #VALUE! | #VALUE! | 9.61 | 8 module | item no.862 | 20 | Nos.
9.62 | 12module | item no.863 | 15 | Nos. | 479.61 |  |  | Excess(+) | 1 | Full Conversion | INR | [40 empty] | #VALUE! | #VALUE! | #VALUE! | 9.62 | 12module | item no.863 | 15 | Nos.
9.63 | Supplying and fixing following modular base & cover plate on existing modular metal / plastic boxes etc. as reqd. | item no.864 | [52 empty] | 9.63 | Supplying and fixing following modular base & cover plate on existing modular metal / plastic boxes etc. as reqd. | item no.864
9.64 | 1 or 2 module | item no.865 | 150 | Nos. | 116.62 |  |  | Excess(+) | 1 | Full Conversion | INR | [40 empty] | #VALUE! | #VALUE! | #VALUE! | 9.64 | 1 or 2 module | item no.865 | 150 | Nos.
9.65 | 3 module | item no.866 | 150 | Nos. | 132.4 |  |  | Excess(+) | 1 | Full Conversion | INR | [40 empty] | #VALUE! | #VALUE! | #VALUE! | 9.65 | 3 module | item no.866 | 150 | Nos.
9.66 | 4 module | item no.867 | 120 | Nos. | 138.54 |  |  | Excess(+) | 1 | Full Conversion | INR | [40 empty] | #VALUE! | #VALUE! | #VALUE! | 9.66 | 4 module | item no.867 | 120 | Nos.
9.67 | 6 module | item no.868 | 50 | Nos. | 159.58 |  |  | Excess(+) | 1 | Full Conversion | INR | [40 empty] | #VALUE! | #VALUE! | #VALUE! | 9.67 | 6 module | item no.868 | 50 | Nos.
9.68 | 8 module | item no.869 | 20 | Nos. | 185.01 |  |  | Excess(+) | 1 | Full Conversion | INR | [40 empty] | #VALUE! | #VALUE! | #VALUE! | 9.68 | 8 module | item no.869 | 20 | Nos.
9.69 | 12 module | item no.870 | 15 | Nos. | 238.49 |  |  | Excess(+) | 1 | Full Conversion | INR | [40 empty] | #VALUE! | #VALUE! | #VALUE! | 9.69 | 12 module | item no.870 | 15 | Nos.
9.7 | Supplying and fixing 3 pin, 5 amp. Ceiling rose on the existing junction box/ wooden block including connection etc. as reqd. | item no.871 | 150 | Nos. | 76.28 |  |  | Excess(+) | 1 | Full Conversion | INR | [40 empty] | #VALUE! | #VALUE! | #VALUE! | 9.7 | Supplying and fixing 3 pin, 5 amp. Ceiling rose on the existing junction box/ wooden block including connection etc. as reqd. | item no.871 | 150 | Nos.
9.71 | Supplying and fixing brass batten/ angle holder including connection etc. as required. | item no.872 | 250 | Nos. | 114.86 |  |  | Excess(+) | 1 | Full Conversion | INR | [40 empty] | #VALUE! | #VALUE! | #VALUE! | 9.71 | Supplying and fixing brass batten/ angle holder including connection etc. as required. | item no.872 | 250 | Nos.
9.72 | Installation ,Testing, Commissioning of wall bracket /ceiling fittings of all sizes and shapes containing upto two GLS/CFL/LED lamps per fitting, complete with all accessories including connections etc. as required. | item no.873 | 20 | Nos. | 104.34 |  |  | Excess(+) | 1 | Full Conversion | INR | [40 empty] | #VALUE! | #VALUE! | #VALUE! | 9.72 | Installation ,Testing, Commissioning of wall bracket /ceiling fittings of all sizes and shapes containing upto two GLS/CFL/LED lamps per fitting, complete with all accessories including connections etc. as required. | item no.873 | 20 | Nos.
9.73 | Supplying and fixing call bell/ buzzer suitable for ac single phase, 230 volts, complete as required. | item no.874 | 75 | Nos. | 86.8 |  |  | Excess(+) | 1 | Full Conversion | INR | [40 empty] | #VALUE! | #VALUE! | #VALUE! | 9.73 | Supplying and fixing call bell/ buzzer suitable for ac single phase, 230 volts, complete as required. | item no.874 | 75 | Nos.
9.74 | Installation, testing and commissioning pre-wired fluorescent fitting/ compact fluorescent fitting of all types, complete with all accessories and tube etc. directly on ceiling/ wall, including connection with 1.5 sqmm FRLS PVC insulated, copper condutor ,single core cable and earthing etc. as required. | item no.875 | 10 | Nos. | 180.62 |  |  | Excess(+) | 1 | Full Conversion | INR | [40 empty] | #VALUE! | #VALUE! | #VALUE! | 9.74 | Installation, testing and commissioning pre-wired fluorescent fitting/ compact fluorescent fitting of all types, complete with all accessories and tube etc. directly on ceiling/ wall, including connection with 1.5 sqmm FRLS PVC insulated, copper condutor ,single core cable and earthing etc. as required. | item no.875 | 10 | Nos.
9.75 | Providing and fixing extra conduit down rods of 20 mm dia. 2 x 10 cm length with 2 x 1.5 Sqmm FRLS PVC insulated copper conductor single core cable i/c painting etc. as reqd. (Note - More than 5 cm length shall be rounded nearest 10 cm & 5 cm or less shall be ignore) | item no.876 | 5 | Nos. | 48.22 |  |  | Excess(+) | 1 | Full Conversion | INR | [40 empty] | #VALUE! | #VALUE! | #VALUE! | 9.75 | Providing and fixing extra conduit down rods of 20 mm dia. 2 x 10 cm length with 2 x 1.5 Sqmm FRLS PVC insulated copper conductor single core cable i/c painting etc. as reqd. (Note - More than 5 cm length shall be rounded nearest 10 cm & 5 cm or less shall be ignore) | item no.876 | 5 | Nos.
9.76 | Supplying and fixing extra conduit down rod of 20 cm length G.I. pipe 15 mm dia, heavy gauge including painting etc. as required. (Note : More than 5 cm length shall be rounded to the nearest 10 cm and 5 cm or less shall be ignored) | item no.877 | 5 | Each | 45.59 |  |  | Excess(+) | 1 | Full Conversion | INR | [40 empty] | #VALUE! | #VALUE! | #VALUE! | 9.76 | Supplying and fixing extra conduit down rod of 20 cm length G.I. pipe 15 mm dia, heavy gauge including painting etc. as required. (Note : More than 5 cm length shall be rounded to the nearest 10 cm and 5 cm or less shall be ignored) | item no.877 | 5 | Each
9.77 | Numbering of ceiling fan/ exhaust fan/ fluorescent fittings as required. | item no.878 | 20 | Each | 49.98 |  |  | Excess(+) | 1 | Full Conversion | INR | [40 empty] | #VALUE! | #VALUE! | #VALUE! | 9.77 | Numbering of ceiling fan/ exhaust fan/ fluorescent fittings as required. | item no.878 | 20 | Each
9.78 | Installation of exhaust fan in the existing opening, including making good the damage, connection, testing, commissioning etc. as required. | item no.879 | [52 empty] | 9.78 | Installation of exhaust fan in the existing opening, including making good the damage, connection, testing, commissioning etc. as required. | item no.879
9.79 | Upto 450 mm sweep | item no.880 | 5 | Each | 394.56 |  |  | Excess(+) | 1 | Full Conversion | INR | [40 empty] | #VALUE! | #VALUE! | #VALUE! | 9.79 | Upto 450 mm sweep | item no.880 | 5 | Each
9.8 | 510 mm sweep | item no.881 | 5 | Each | 563.79 |  |  | Excess(+) | 1 | Full Conversion | INR | [40 empty] | #VALUE! | #VALUE! | #VALUE! | 9.8 | 510 mm sweep | item no.881 | 5 | Each
9.81 | Extra for fixing the louvers/ shutters complete with frame for a exhaust fan of all sizes. | item no.882 | 5 | Nos. | 181.5 |  |  | Excess(+) | 1 | Full Conversion | INR | [40 empty] | #VALUE! | #VALUE! | #VALUE! | 9.81 | Extra for fixing the louvers/ shutters complete with frame for a exhaust fan of all sizes. | item no.882 | 5 | Nos.
9.82 | Supplying & fixing suitable size GI box wih modular plate and cover in front on surface or in recess including providing and fixing 25 A modular socket outlet and 25 A modular SP MCB, "C" curve including connections, painting etc. as required. | item no.883 | 5 | Each | 637.44 |  |  | Excess(+) | 1 | Full Conversion | INR | [40 empty] | #VALUE! | #VALUE! | #VALUE! | 9.82 | Supplying & fixing suitable size GI box wih modular plate and cover in front on surface or in recess including providing and fixing 25 A modular socket outlet and 25 A modular SP MCB, "C" curve including connections, painting etc. as required. | item no.883 | 5 | Each
9.83 | Supplying and fixing PVC batten/ angle holder including connections etc. as required. | item no.884 | 10 | Each | 96.45 |  |  | Excess(+) | 1 | Full Conversion | INR | [40 empty] | #VALUE! | #VALUE! | #VALUE! | 9.83 | Supplying and fixing PVC batten/ angle holder including connections etc. as required. | item no.884 | 10 | Each
9.84 | Providing and fixing following capacity TP&N disconnector fuse switch unit inside the existing panel board with ISI marked HRC fuses including drilling holes in cubicle panel, making connections, etc. as required. | item no.885 | [52 empty] | 9.84 | Providing and fixing following capacity TP&N disconnector fuse switch unit inside the existing panel board with ISI marked HRC fuses including drilling holes in cubicle panel, making connections, etc. as required. | item no.885
9.85 | 63 A TP&N | item no.886 | 5 | Each | 2756.69 |  |  | Excess(+) | 1 | Full Conversion | INR | [40 empty] | #VALUE! | #VALUE! | #VALUE! | 9.85 | 63 A TP&N | item no.886 | 5 | Each
9.86 | 100 A TP&N | item no.887 | 2 | Each | 5334.5 |  |  | Excess(+) | 1 | Full Conversion | INR | [40 empty] | #VALUE! | #VALUE! | #VALUE! | 9.86 | 100 A TP&N | item no.887 | 2 | Each
9.87 | 125 A TP&N | item no.888 | 2 | Each | 6303.38 |  |  | Excess(+) | 1 | Full Conversion | INR | [40 empty] | #VALUE! | #VALUE! | #VALUE! | 9.87 | 125 A TP&N | item no.888 | 2 | Each
9.88 | Providing and fixing following rating and breaking capacity and pole MCCB with thermomagnetic release and terminal spreaders in existing cubicle panel board including drilling holes in cubicle panel, making connections, etc. as required | item no.889 | [52 empty] | 9.88 | Providing and fixing following rating and breaking capacity and pole MCCB with thermomagnetic release and terminal spreaders in existing cubicle panel board including drilling holes in cubicle panel, making connections, etc. as required | item no.889
9.89 | 100 Amp, 16KA TPMCCB | item no.890 | 2 | Nos. | 3311.71 |  |  | Excess(+) | 1 | Full Conversion | INR | [40 empty] | #VALUE! | #VALUE! | #VALUE! | 9.89 | 100 Amp, 16KA TPMCCB | item no.890 | 2 | Nos.
9.9 | 125 Amp, 16KA TPMCCB | item no.891 | 2 | Nos. | 4227.09 |  |  | Excess(+) | 1 | Full Conversion | INR | [40 empty] | #VALUE! | #VALUE! | #VALUE! | 9.9 | 125 Amp, 16KA TPMCCB | item no.891 | 2 | Nos.
9.91 | 150 Amp, 16KA TPMCCB | item no.892 | 2 | Nos. | 5253.84 |  |  | Excess(+) | 1 | Full Conversion | INR | [40 empty] | #VALUE! | #VALUE! | #VALUE! | 9.91 | 150 Amp, 16KA TPMCCB | item no.892 | 2 | Nos.
9.92 | 200 Amp, 25KA TPMCCB | item no.893 | 1 | Nos. | 9658.92 |  |  | Excess(+) | 1 | Full Conversion | INR | [40 empty] | #VALUE! | #VALUE! | #VALUE! | 9.92 | 200 Amp, 25KA TPMCCB | item no.893 | 1 | Nos.
9.93 | 250 Amp, 25KA TPMCCB | item no.894 | 1 | Nos. | 11384.48 |  |  | Excess(+) | 1 | Full Conversion | INR | [40 empty] | #VALUE! | #VALUE! | #VALUE! | 9.93 | 250 Amp, 25KA TPMCCB | item no.894 | 1 | Nos.
9.94 | 100 Amp, 30KA FPMCCB | item no.895 | 5 | Nos. | 6771.59 |  |  | Excess(+) | 1 | Full Conversion | INR | [40 empty] | #VALUE! | #VALUE! | #VALUE! | 9.94 | 100 Amp, 30KA FPMCCB | item no.895 | 5 | Nos.
9.95 | 125 Amp, 36KA FPMCCB | item no.896 | 5 | Nos. | 7197.72 |  |  | Excess(+) | 1 | Full Conversion | INR | [40 empty] | #VALUE! | #VALUE! | #VALUE! | 9.95 | 125 Amp, 36KA FPMCCB | item no.896 | 5 | Nos.
9.96 | 200 Amp, 36KA FPMCCB | item no.897 | 1 | Nos. | 13332.75 |  |  | Excess(+) | 1 | Full Conversion | INR | [40 empty] | #VALUE! | #VALUE! | #VALUE! | 9.96 | 200 Amp, 36KA FPMCCB | item no.897 | 1 | Nos.
9.97 | 250 Amp, 36KA FPMCCB | item no.898 | 1 | Nos. | 15352.92 |  |  | Excess(+) | 1 | Full Conversion | INR | [40 empty] | #VALUE! | #VALUE! | #VALUE! | 9.97 | 250 Amp, 36KA FPMCCB | item no.898 | 1 | Nos.
9.98 | 250 Amp, 50KA FPMCCB | item no.899 | 1 | Nos. | 16142.92 |  |  | Excess(+) | 1 | Full Conversion | INR | [40 empty] | #VALUE! | #VALUE! | #VALUE! | 9.98 | 250 Amp, 50KA FPMCCB | item no.899 | 1 | Nos.
9.99 | Supplying and fixing following way, single pole and neutral, sheet steel, MCB distribution board, 240 volts, on surface/ recess, complete with tinned copper bus bar, neutral bus bar, earth bar, din bar, interconnections, powder painted including earthing etc. as required. (But without MCB/RCCB/Isolator) | item no.900 | [52 empty] | 9.99 | Supplying and fixing following way, single pole and neutral, sheet steel, MCB distribution board, 240 volts, on surface/ recess, complete with tinned copper bus bar, neutral bus bar, earth bar, din bar, interconnections, powder painted including earthing etc. as required. (But without MCB/RCCB/Isolator) | item no.900
10 | 6-way , Double door | item no.901 | 3 | Nos. | 1934.24 |  |  | Excess(+) | 1 | Full Conversion | INR | [40 empty] | #VALUE! | #VALUE! | #VALUE! | 10 | 6-way , Double door | item no.901 | 3 | Nos.
10.01 | 8-way , Double door | item no.902 | 3 | Nos. | 2256.03 |  |  | Excess(+) | 1 | Full Conversion | INR | [40 empty] | #VALUE! | #VALUE! | #VALUE! | 10.01 | 8-way , Double door | item no.902 | 3 | Nos.
10.02 | 12-way , Double door | item no.903 | 5 | Nos. | 2029.81 |  |  | Excess(+) | 1 | Full Conversion | INR | [40 empty] | #VALUE! | #VALUE! | #VALUE! | 10.02 | 12-way , Double door | item no.903 | 5 | Nos.
10.03 | 16-way , Double door | item no.904 | 5 | Nos. | 2754.06 |  |  | Excess(+) | 1 | Full Conversion | INR | [40 empty] | #VALUE! | #VALUE! | #VALUE! | 10.03 | 16-way , Double door | item no.904 | 5 | Nos.
10.04 | Supplying and fixing following way, horizontal type three pole and neutral, sheet steel, MCB distribution board, 415 V, on surface/ recess, complete with tinned copper bus bar, neutral bus bar, earth bar, din bar, interconnections, powder painted including earthing etc. as required. (But without MCB/RCCB/Isolator) | item no.905 | [52 empty] | 10.04 | Supplying and fixing following way, horizontal type three pole and neutral, sheet steel, MCB distribution board, 415 V, on surface/ recess, complete with tinned copper bus bar, neutral bus bar, earth bar, din bar, interconnections, powder painted including earthing etc. as required. (But without MCB/RCCB/Isolator) | item no.905
10.05 | 4 way (4 + 12), Double door | item no.906 | 1 | Each | 3587.02 |  |  | Excess(+) | 1 | Full Conversion | INR | [40 empty] | #VALUE! | #VALUE! | #VALUE! | 10.05 | 4 way (4 + 12), Double door | item no.906 | 1 | Each
10.06 | 6 way (4 + 18), Double door | item no.907 | 1 | Each | 4361.25 |  |  | Excess(+) | 1 | Full Conversion | INR | [40 empty] | #VALUE! | #VALUE! | #VALUE! | 10.06 | 6 way (4 + 18), Double door | item no.907 | 1 | Each
10.07 | 8 way (4 + 24), Double door | item no.908 | 1 | Each | 5231.92 |  |  | Excess(+) | 1 | Full Conversion | INR | [40 empty] | #VALUE! | #VALUE! | #VALUE! | 10.07 | 8 way (4 + 24), Double door | item no.908 | 1 | Each
10.08 | Supplying and fixing of following ways surface/ recess mounting, vertical type, 415 V, TPN MCB distribution board of sheet steel, dust protected, duly powder painted, inclusive of 200 A, tinned copper bus bar, common neutral link, earth bar, din bar for mounting MCBs (but without MCBs and incomer) as required. (Note : Vertical type MCB TPDB is normally used where 3 phase outlets are required.) and should have provision for MCCB as incomer. | item no.909 | [52 empty] | 10.08 | Supplying and fixing of following ways surface/ recess mounting, vertical type, 415 V, TPN MCB distribution board of sheet steel, dust protected, duly powder painted, inclusive of 200 A, tinned copper bus bar, common neutral link, earth bar, din bar for mounting MCBs (but without MCBs and incomer) as required. (Note : Vertical type MCB TPDB is normally used where 3 phase outlets are required.) and should have provision for MCCB as incomer. | item no.909
10.09 | 4-way (4 + 12), Double door | item no.910 | 1 | Nos. | 6586.58 |  |  | Excess(+) | 1 | Full Conversion | INR | [40 empty] | #VALUE! | #VALUE! | #VALUE! | 10.09 | 4-way (4 + 12), Double door | item no.910 | 1 | Nos.
10.1 | 8-way (4 + 24), Double door | item no.911 | 1 | Nos. | 8912.76 |  |  | Excess(+) | 1 | Full Conversion | INR | [40 empty] | #VALUE! | #VALUE! | #VALUE! | 10.1 | 8-way (4 + 24), Double door | item no.911 | 1 | Nos.
10.11 | 12-way (4 + 36), Double door | item no.912 | 1 | Nos. | 11252.08 |  |  | Excess(+) | 1 | Full Conversion | INR | [40 empty] | #VALUE! | #VALUE! | #VALUE! | 10.11 | 12-way (4 + 36), Double door | item no.912 | 1 | Nos.
10.12 | Supplying and fixing 5 amps to 32 amps rating, 240 volts, 'C' series, MCB suitable for inductive load of following poles in the existing MCB DB complete with connections, testing and commissioning etc. as reqd. | item no.913 | [52 empty] | 10.12 | Supplying and fixing 5 amps to 32 amps rating, 240 volts, 'C' series, MCB suitable for inductive load of following poles in the existing MCB DB complete with connections, testing and commissioning etc. as reqd. | item no.913
10.13 | Single Pole | item no.914 | 10 | Nos. | 224.46 |  |  | Excess(+) | 1 | Full Conversion | INR | [40 empty] | #VALUE! | #VALUE! | #VALUE! | 10.13 | Single Pole | item no.914 | 10 | Nos.
10.14 | Single Pole & Neutral | item no.915 | 1 | Nos. | 525.21 |  |  | Excess(+) | 1 | Full Conversion | INR | [40 empty] | #VALUE! | #VALUE! | #VALUE! | 10.14 | Single Pole & Neutral | item no.915 | 1 | Nos.
10.15 | Double pole | item no.916 | 1 | Nos. | 575.19 |  |  | Excess(+) | 1 | Full Conversion | INR | [40 empty] | #VALUE! | #VALUE! | #VALUE! | 10.15 | Double pole | item no.916 | 1 | Nos.
10.16 | Triple Pole | item no.917 | 5 | Nos. | 882.95 |  |  | Excess(+) | 1 | Full Conversion | INR | [40 empty] | #VALUE! | #VALUE! | #VALUE! | 10.16 | Triple Pole | item no.917 | 5 | Nos.
10.17 | Triple pole & Neutral | item no.918 | 5 | Nos. | 1076.72 |  |  | Excess(+) | 1 | Full Conversion | INR | [40 empty] | #VALUE! | #VALUE! | #VALUE! | 10.17 | Triple pole & Neutral | item no.918 | 5 | Nos.
10.18 | Supplying and fixing single pole blanking plates in existing MCB DB complete etc. as required. | item no.919 | 5 | Nos. | 11.4 |  |  | Excess(+) | 1 | Full Conversion | INR | [40 empty] | #VALUE! | #VALUE! | #VALUE! | 10.18 | Supplying and fixing single pole blanking plates in existing MCB DB complete etc. as required. | item no.919 | 5 | Nos.
10.19 | Supplying and fixing following rating, double pole, 240 V, isolator in the existing MCB DB complete with connections,testing and commissioning etc. as required. | item no.920 | [52 empty] | 10.19 | Supplying and fixing following rating, double pole, 240 V, isolator in the existing MCB DB complete with connections,testing and commissioning etc. as required. | item no.920
10.2 | 40A | item no.921 | 1 | Each | 381.41 |  |  | Excess(+) | 1 | Full Conversion | INR | [40 empty] | #VALUE! | #VALUE! | #VALUE! | 10.2 | 40A | item no.921 | 1 | Each
10.21 | 63A | item no.922 | 1 | Each | 462.08 |  |  | Excess(+) | 1 | Full Conversion | INR | [40 empty] | #VALUE! | #VALUE! | #VALUE! | 10.21 | 63A | item no.922 | 1 | Each
10.22 | Supplying and fixing following rating, four pole, 415 V, isolator in the existing MCB DB complete with connections, testing and commissioning etc. as required. | item no.923 | [52 empty] | 10.22 | Supplying and fixing following rating, four pole, 415 V, isolator in the existing MCB DB complete with connections, testing and commissioning etc. as required. | item no.923
10.23 | 40A | item no.924 | 5 | Each | 850.5 |  |  | Excess(+) | 1 | Full Conversion | INR | [40 empty] | #VALUE! | #VALUE! | #VALUE! | 10.23 | 40A | item no.924 | 5 | Each
10.24 | 63A | item no.925 | 5 | Each | 906.62 |  |  | Excess(+) | 1 | Full Conversion | INR | [40 empty] | #VALUE! | #VALUE! | #VALUE! | 10.24 | 63A | item no.925 | 5 | Each
10.25 | 100A | item no.926 | 2 | Each | 1075.84 |  |  | Excess(+) | 1 | Full Conversion | INR | [40 empty] | #VALUE! | #VALUE! | #VALUE! | 10.25 | 100A | item no.926 | 2 | Each
10.26 | Supplying and fixing following rating double pole (single phase & neutral) 240 volts RCCB (ELCB), having sensivity current up to 300 mA in the existing MCB DB complete with connection,testing & commissioning etc as reqd. | item no.927 | [52 empty] | 10.26 | Supplying and fixing following rating double pole (single phase & neutral) 240 volts RCCB (ELCB), having sensivity current up to 300 mA in the existing MCB DB complete with connection,testing & commissioning etc as reqd. | item no.927
10.27 | 25 Amp | item no.928 | 2 | Nos. | 1778.17 |  |  | Excess(+) | 1 | Full Conversion | INR | [40 empty] | #VALUE! | #VALUE! | #VALUE! | 10.27 | 25 Amp | item no.928 | 2 | Nos.
10.28 | 40 Amp | item no.929 | 5 | Nos. | 2316.53 |  |  | Excess(+) | 1 | Full Conversion | INR | [40 empty] | #VALUE! | #VALUE! | #VALUE! | 10.28 | 40 Amp | item no.929 | 5 | Nos.
10.29 | 63 Amp | item no.930 | 10 | Nos. | 2386.67 |  |  | Excess(+) | 1 | Full Conversion | INR | [40 empty] | #VALUE! | #VALUE! | #VALUE! | 10.29 | 63 Amp | item no.930 | 10 | Nos.
10.3 | Supplying and fixing following rating, four pole, (three phaseand neutral), 415 volts, residual current circuit breaker (RCCB), having a sensitivity current 30 mA in the existing MCB DB complete with connections, testing and commissioning etc. as required. | item no.931 | [52 empty] | 10.3 | Supplying and fixing following rating, four pole, (three phaseand neutral), 415 volts, residual current circuit breaker (RCCB), having a sensitivity current 30 mA in the existing MCB DB complete with connections, testing and commissioning etc. as required. | item no.931
10.31 | 25 Amp | item no.932 | 1 | Each | 2267.43 |  |  | Excess(+) | 1 | Full Conversion | INR | [40 empty] | #VALUE! | #VALUE! | #VALUE! | 10.31 | 25 Amp | item no.932 | 1 | Each
10.32 | 40 Amp | item no.933 | 1 | Each | 2795.27 |  |  | Excess(+) | 1 | Full Conversion | INR | [40 empty] | #VALUE! | #VALUE! | #VALUE! | 10.32 | 40 Amp | item no.933 | 1 | Each
10.33 | 63 Amp | item no.934 | 1 | Each | 2518.19 |  |  | Excess(+) | 1 | Full Conversion | INR | [40 empty] | #VALUE! | #VALUE! | #VALUE! | 10.33 | 63 Amp | item no.934 | 1 | Each
10.34 | Supplying and fixing DP sheet steel enclosure on surface/ recess along with 25/32 A 240 V "C" curve DP MCB complete with connections, testing and commissioning etc. as required. | item no.935 | 5 | Nos. | 1024.99 |  |  | Excess(+) | 1 | Full Conversion | INR | [40 empty] | #VALUE! | #VALUE! | #VALUE! | 10.34 | Supplying and fixing DP sheet steel enclosure on surface/ recess along with 25/32 A 240 V "C" curve DP MCB complete with connections, testing and commissioning etc. as required. | item no.935 | 5 | Nos.
10.35 | Supplying and fixing TP sheet steel enclosure on surface/ recess along with 16/25/32 A 415 V "C" curve TP MCB complete with connections, testing and commissioning etc. as required. | item no.936 | 5 | Nos. | 1395.88 |  |  | Excess(+) | 1 | Full Conversion | INR | [40 empty] | #VALUE! | #VALUE! | #VALUE! | 10.35 | Supplying and fixing TP sheet steel enclosure on surface/ recess along with 16/25/32 A 415 V "C" curve TP MCB complete with connections, testing and commissioning etc. as required. | item no.936 | 5 | Nos.
10.36 | Supplying and fixing 20 amps, 240 volts, SPN industrial type, socket outlet, with 2 pole and earth metal enclosed plug top along with 20 amps ' C ' series SP, MCB, in the sheet steel enclosure, on surface or in recess, with chained metal cover for the socket outlet and complete with connections, testing and commissioning etc. as required. | item no.937 | 5 | Nos. | 1421.31 |  |  | Excess(+) | 1 | Full Conversion | INR | [40 empty] | #VALUE! | #VALUE! | #VALUE! | 10.36 | Supplying and fixing 20 amps, 240 volts, SPN industrial type, socket outlet, with 2 pole and earth metal enclosed plug top along with 20 amps ' C ' series SP, MCB, in the sheet steel enclosure, on surface or in recess, with chained metal cover for the socket outlet and complete with connections, testing and commissioning etc. as required. | item no.937 | 5 | Nos.
10.37 | Providing and fixing M.V. danger notice plate of 200 mm X 150 mm, made of mild steel, at least 2 mm thick, and vitreous enameled white on both sides, and with inscription in single red colour on front side as required. | item no.938 | 5 | Each | 235.86 |  |  | Excess(+) | 1 | Full Conversion | INR | [40 empty] | #VALUE! | #VALUE! | #VALUE! | 10.37 | Providing and fixing M.V. danger notice plate of 200 mm X 150 mm, made of mild steel, at least 2 mm thick, and vitreous enameled white on both sides, and with inscription in single red colour on front side as required. | item no.938 | 5 | Each
10.38 | Supplying and fixing Cable End Box (Loose Wire Box) suitable for following single pole and neutral, sheet steel, MCB distribution board, 240 Volts, on surface/ recess, complete with testing and commissioning etc. as required. | item no.939 | [52 empty] | 10.38 | Supplying and fixing Cable End Box (Loose Wire Box) suitable for following single pole and neutral, sheet steel, MCB distribution board, 240 Volts, on surface/ recess, complete with testing and commissioning etc. as required. | item no.939
10.39 | For 6 way, Double door SPN MCBDB | item no.940 | 2 | Each | 659.36 |  |  | Excess(+) | 1 | Full Conversion | INR | [40 empty] | #VALUE! | #VALUE! | #VALUE! | 10.39 | For 6 way, Double door SPN MCBDB | item no.940 | 2 | Each
10.4 | For 8 way, Double door SPN MCBDB | item no.941 | 2 | Each | 729.5 |  |  | Excess(+) | 1 | Full Conversion | INR | [40 empty] | #VALUE! | #VALUE! | #VALUE! | 10.4 | For 8 way, Double door SPN MCBDB | item no.941 | 2 | Each
10.41 | For 10 way, Double door SPN MCBDB | item no.942 | 5 | Each | 710.21 |  |  | Excess(+) | 1 | Full Conversion | INR | [40 empty] | #VALUE! | #VALUE! | #VALUE! | 10.41 | For 10 way, Double door SPN MCBDB | item no.942 | 5 | Each
10.42 | For 14 way, Double door SPN MCBDB | item no.943 | 5 | Each | 790.88 |  |  | Excess(+) | 1 | Full Conversion | INR | [40 empty] | #VALUE! | #VALUE! | #VALUE! | 10.42 | For 14 way, Double door SPN MCBDB | item no.943 | 5 | Each
10.43 | Supplying and fixing Cable End Box (Loose Wire Box) suitable for following triple pole and neutral, sheet steel, MCB distribution board, 415 Volts, on surface/ recess, complete with testing and commissioning etc.as required. | item no.944 | [52 empty] | 10.43 | Supplying and fixing Cable End Box (Loose Wire Box) suitable for following triple pole and neutral, sheet steel, MCB distribution board, 415 Volts, on surface/ recess, complete with testing and commissioning etc.as required. | item no.944
10.44 | For 4 way, Double door SPN MCBDB | item no.945 | 1 | Each | 946.95 |  |  | Excess(+) | 1 | Full Conversion | INR | [40 empty] | #VALUE! | #VALUE! | #VALUE! | 10.44 | For 4 way, Double door SPN MCBDB | item no.945 | 1 | Each
10.45 | For 6 way, Double door SPN MCBDB | item no.946 | 1 | Each | 985.53 |  |  | Excess(+) | 1 | Full Conversion | INR | [40 empty] | #VALUE! | #VALUE! | #VALUE! | 10.45 | For 6 way, Double door SPN MCBDB | item no.946 | 1 | Each
10.46 | For 8 way, Double door SPN MCBDB | item no.947 | 2 | Each | 1174.92 |  |  | Excess(+) | 1 | Full Conversion | INR | [40 empty] | #VALUE! | #VALUE! | #VALUE! | 10.46 | For 8 way, Double door SPN MCBDB | item no.947 | 2 | Each
10.47 | Supplying and fixing Cable End Box (Loose Wire Box) suitable for triple pole and neutral, sheet steel, Vertical MCB distribution board, 415 Volts, on surface/ recess, complete with testing and commissioning etc. as required. | item no.948 | 3 | Each | 1025.87 |  |  | Excess(+) | 1 | Full Conversion | INR | [40 empty] | #VALUE! | #VALUE! | #VALUE! | 10.47 | Supplying and fixing Cable End Box (Loose Wire Box) suitable for triple pole and neutral, sheet steel, Vertical MCB distribution board, 415 Volts, on surface/ recess, complete with testing and commissioning etc. as required. | item no.948 | 3 | Each
10.48 | Earthing with G.I earth pipe 4.5 mtr long. 40 mm dia incluuding acessories, and providing masonary enclosure with cover plate having locking arrangement and watering pipe etc. with charcoal and salt as required. | item no.949 | 5 | Set | 6010.52 |  |  | Excess(+) | 1 | Full Conversion | INR | [40 empty] | #VALUE! | #VALUE! | #VALUE! | 10.48 | Earthing with G.I earth pipe 4.5 mtr long. 40 mm dia incluuding acessories, and providing masonary enclosure with cover plate having locking arrangement and watering pipe etc. with charcoal and salt as required. | item no.949 | 5 | Set
10.49 | Earthing with G.I. earth plate 600 mm X 600 mm X 6 mm thick including accessories, and providing masonary enclosure with cover plate having locking arrangement and watering pipe etc. with charcoal/ coke and salt as required. | item no.950 | 2 | Nos. | 6551.51 |  |  | Excess(+) | 1 | Full Conversion | INR | [40 empty] | #VALUE! | #VALUE! | #VALUE! | 10.49 | Earthing with G.I. earth plate 600 mm X 600 mm X 6 mm thick including accessories, and providing masonary enclosure with cover plate having locking arrangement and watering pipe etc. with charcoal/ coke and salt as required. | item no.950 | 2 | Nos.
10.5 | Providing and fixing 25 mm x 5 mm GI strip in 40 mm dia GI pipe from earth electrode with GI nut , bolt,spring washer excavation and refilling etc. as reqd. | item no.951 | 10 | Mtr | 619.03 |  |  | Excess(+) | 1 | Full Conversion | INR | [40 empty] | #VALUE! | #VALUE! | #VALUE! | 10.5 | Providing and fixing 25 mm x 5 mm GI strip in 40 mm dia GI pipe from earth electrode with GI nut , bolt,spring washer excavation and refilling etc. as reqd. | item no.951 | 10 | Mtr
10.51 | Providing & fixing GI earth strip of size 25mm x 5mm in ground / surface / existing pipe as per specification. | item no.952 | 50 | Mtr | 213.94 |  |  | Excess(+) | 1 | Full Conversion | INR | [40 empty] | #VALUE! | #VALUE! | #VALUE! | 10.51 | Providing & fixing GI earth strip of size 25mm x 5mm in ground / surface / existing pipe as per specification. | item no.952 | 50 | Mtr
10.52 | Providing & fixing 6 SWG dia GI wire on surface or in recess for loop earthing as reqd. | item no.953 | 100 | Mtr. | 61.38 |  |  | Excess(+) | 1 | Full Conversion | INR | [40 empty] | #VALUE! | #VALUE! | #VALUE! | 10.52 | Providing & fixing 6 SWG dia GI wire on surface or in recess for loop earthing as reqd. | item no.953 | 100 | Mtr.
10.53 | Laying of one no. PVC insulated, PVC sheathed / XLPE power cable of 1.1kV grade of size not exceeding 35 sq.mm. | item no.954 | [52 empty] | 10.53 | Laying of one no. PVC insulated, PVC sheathed / XLPE power cable of 1.1kV grade of size not exceeding 35 sq.mm. | item no.954
10.54 | direct in ground I/c excavation, sand cushioning, protective covering and refilling the trench etc. as reqd. | item no.955 | 250 | Mtr. | 339.32 |  |  | Excess(+) | 1 | Full Conversion | INR | [40 empty] | #VALUE! | #VALUE! | #VALUE! | 10.54 | direct in ground I/c excavation, sand cushioning, protective covering and refilling the trench etc. as reqd. | item no.955 | 250 | Mtr.
10.55 | In pipe | item no.956 | 20 | Mtr. | 32.44 |  |  | Excess(+) | 1 | Full Conversion | INR | [40 empty] | #VALUE! | #VALUE! | #VALUE! | 10.55 | In pipe | item no.956 | 20 | Mtr.
10.56 | In open duct | item no.957 | 20 | Mtr. | 24.55 |  |  | Excess(+) | 1 | Full Conversion | INR | [40 empty] | #VALUE! | #VALUE! | #VALUE! | 10.56 | In open duct | item no.957 | 20 | Mtr.
10.57 | On surface with MS clamp | item no.958 | 10 | Mtr. | 48.22 |  |  | Excess(+) | 1 | Full Conversion | INR | [40 empty] | #VALUE! | #VALUE! | #VALUE! | 10.57 | On surface with MS clamp | item no.958 | 10 | Mtr.
10.58 | Laying of one no. PVC insulated, PVC sheathed / XLPE power cable of 1.1kV grade of size exceeding 35 sq.mm. but not exceeding 95 sq.mm. | item no.959 | [52 empty] | 10.58 | Laying of one no. PVC insulated, PVC sheathed / XLPE power cable of 1.1kV grade of size exceeding 35 sq.mm. but not exceeding 95 sq.mm. | item no.959
10.59 | Direct in ground I/c excavation, sand cushioning, protective covering and refilling the trench etc. as reqd. | item no.960 | 50 | Mtr. | 355.11 |  |  | Excess(+) | 1 | Full Conversion | INR | [40 empty] | #VALUE! | #VALUE! | #VALUE! | 10.59 | Direct in ground I/c excavation, sand cushioning, protective covering and refilling the trench etc. as reqd. | item no.960 | 50 | Mtr.
10.6 | In pipe | item no.961 | 5 | Mtr. | 49.98 |  |  | Excess(+) | 1 | Full Conversion | INR | [40 empty] | #VALUE! | #VALUE! | #VALUE! | 10.6 | In pipe | item no.961 | 5 | Mtr.
10.61 | In open duct | item no.962 | 5 | Mtr. | 39.46 |  |  | Excess(+) | 1 | Full Conversion | INR | [40 empty] | #VALUE! | #VALUE! | #VALUE! | 10.61 | In open duct | item no.962 | 5 | Mtr.
10.62 | On surface with MS clamp | item no.963 | 5 | Mtr. | 113.99 |  |  | Excess(+) | 1 | Full Conversion | INR | [40 empty] | #VALUE! | #VALUE! | #VALUE! | 10.62 | On surface with MS clamp | item no.963 | 5 | Mtr.
10.63 | Laying of one no. PVC insulated, PVC sheathed / XLPE power cable of 1.1kV grade of size exceeding 95sq.mm. but not exceeding 185 sq.mm. | item no.964 | [52 empty] | 10.63 | Laying of one no. PVC insulated, PVC sheathed / XLPE power cable of 1.1kV grade of size exceeding 95sq.mm. but not exceeding 185 sq.mm. | item no.964
10.64 | Direct in ground I/c excavation, sand cushioning, protective covering and refilling the trench etc. as reqd. | item no.965 | 50 | Mtr. | 370.01 |  |  | Excess(+) | 1 | Full Conversion | INR | [40 empty] | #VALUE! | #VALUE! | #VALUE! | 10.64 | Direct in ground I/c excavation, sand cushioning, protective covering and refilling the trench etc. as reqd. | item no.965 | 50 | Mtr.
10.65 | In pipe | item no.966 | 5 | Mtr. | 67.51 |  |  | Excess(+) | 1 | Full Conversion | INR | [40 empty] | #VALUE! | #VALUE! | #VALUE! | 10.65 | In pipe | item no.966 | 5 | Mtr.
10.66 | In open duct | item no.967 | 5 | Mtr. | 55.24 |  |  | Excess(+) | 1 | Full Conversion | INR | [40 empty] | #VALUE! | #VALUE! | #VALUE! | 10.66 | In open duct | item no.967 | 5 | Mtr.
10.67 | On surface with MS clamp | item no.968 | 5 | Mtr. | 134.15 |  |  | Excess(+) | 1 | Full Conversion | INR | [40 empty] | #VALUE! | #VALUE! | #VALUE! | 10.67 | On surface with MS clamp | item no.968 | 5 | Mtr.
10.68 | Supplying and making indoor end termination with brass compression gland, aluminum lugs for following size of PVC insulated & PVC sheathed/XLPE aluminum cable of 1.1kV grade as reqd. | item no.969 | [52 empty] | 10.68 | Supplying and making indoor end termination with brass compression gland, aluminum lugs for following size of PVC insulated & PVC sheathed/XLPE aluminum cable of 1.1kV grade as reqd. | item no.969
10.69 | 2x6 sq.mm. | item no.970 | 1 | Nos. | 210.43 |  |  | Excess(+) | 1 | Full Conversion | INR | [40 empty] | #VALUE! | #VALUE! | #VALUE! | 10.69 | 2x6 sq.mm. | item no.970 | 1 | Nos.
10.7 | 2x10 sq.mm. | item no.971 | 1 | Nos. | 211.31 |  |  | Excess(+) | 1 | Full Conversion | INR | [40 empty] | #VALUE! | #VALUE! | #VALUE! | 10.7 | 2x10 sq.mm. | item no.971 | 1 | Nos.
10.71 | 2x16 sq.mm. | item no.972 | 1 | Nos. | 224.46 |  |  | Excess(+) | 1 | Full Conversion | INR | [40 empty] | #VALUE! | #VALUE! | #VALUE! | 10.71 | 2x16 sq.mm. | item no.972 | 1 | Nos.
10.72 | 2x25 sq.mm. | item no.973 | 1 | Nos. | 227.09 |  |  | Excess(+) | 1 | Full Conversion | INR | [40 empty] | #VALUE! | #VALUE! | #VALUE! | 10.72 | 2x25 sq.mm. | item no.973 | 1 | Nos.
10.73 | 3½x25 sq.mm. | item no.974 | 5 | Nos. | 274.44 |  |  | Excess(+) | 1 | Full Conversion | INR | [40 empty] | #VALUE! | #VALUE! | #VALUE! | 10.73 | 3½x25 sq.mm. | item no.974 | 5 | Nos.
10.74 | 3½x35 sq.mm. | item no.975 | 5 | Nos. | 323.54 |  |  | Excess(+) | 1 | Full Conversion | INR | [40 empty] | #VALUE! | #VALUE! | #VALUE! | 10.74 | 3½x35 sq.mm. | item no.975 | 5 | Nos.
10.75 | 3½x 50 sq.mm. | item no.976 | 1 | Nos. | 362.12 |  |  | Excess(+) | 1 | Full Conversion | INR | [40 empty] | #VALUE! | #VALUE! | #VALUE! | 10.75 | 3½x 50 sq.mm. | item no.976 | 1 | Nos.
10.76 | 3½x 70 sq.mm. | item no.977 | 1 | Nos. | 410.35 |  |  | Excess(+) | 1 | Full Conversion | INR | [40 empty] | #VALUE! | #VALUE! | #VALUE! | 10.76 | 3½x 70 sq.mm. | item no.977 | 1 | Nos.
10.77 | 3½x 95 sq.mm. | item no.978 | 1 | Nos. | 515.56 |  |  | Excess(+) | 1 | Full Conversion | INR | [40 empty] | #VALUE! | #VALUE! | #VALUE! | 10.77 | 3½x 95 sq.mm. | item no.978 | 1 | Nos.
10.78 | 3½x 120 sq.mm. | item no.979 | 1 | Nos. | 537.48 |  |  | Excess(+) | 1 | Full Conversion | INR | [40 empty] | #VALUE! | #VALUE! | #VALUE! | 10.78 | 3½x 120 sq.mm. | item no.979 | 1 | Nos.
10.79 | 3½x 150 sq.mm. | item no.980 | 1 | Nos. | 611.14 |  |  | Excess(+) | 1 | Full Conversion | INR | [40 empty] | #VALUE! | #VALUE! | #VALUE! | 10.79 | 3½x 150 sq.mm. | item no.980 | 1 | Nos.
10.8 | 3½x 185 sq.mm. | item no.981 | 1 | Nos. | 767.21 |  |  | Excess(+) | 1 | Full Conversion | INR | [40 empty] | #VALUE! | #VALUE! | #VALUE! | 10.8 | 3½x 185 sq.mm. | item no.981 | 1 | Nos.
10.81 | 3½x 240 sq.mm. | item no.982 | 1 | Nos. | 900.48 |  |  | Excess(+) | 1 | Full Conversion | INR | [40 empty] | #VALUE! | #VALUE! | #VALUE! | 10.81 | 3½x 240 sq.mm. | item no.982 | 1 | Nos.
10.82 | 4x10 sq.mm. | item no.983 | 1 | Nos. | 235.86 |  |  | Excess(+) | 1 | Full Conversion | INR | [40 empty] | #VALUE! | #VALUE! | #VALUE! | 10.82 | 4x10 sq.mm. | item no.983 | 1 | Nos.
10.83 | 4x16 sq.mm. | item no.984 | 1 | Nos. | 270.93 |  |  | Excess(+) | 1 | Full Conversion | INR | [40 empty] | #VALUE! | #VALUE! | #VALUE! | 10.83 | 4x16 sq.mm. | item no.984 | 1 | Nos.
10.84 | Supplying and making straight through joint with heat shrinkable kit including ferrules and other jointing materials for following size of PVC insulated and PVC sheathed / XLPE aluminium conductor cable of 1.1 kV grade as required. | item no.985 | [52 empty] | 10.84 | Supplying and making straight through joint with heat shrinkable kit including ferrules and other jointing materials for following size of PVC insulated and PVC sheathed / XLPE aluminium conductor cable of 1.1 kV grade as required. | item no.985
10.85 | 2x16 sq.mm. | item no.986 | 1 | Nos. | 1900.92 |  |  | Excess(+) | 1 | Full Conversion | INR | [40 empty] | #VALUE! | #VALUE! | #VALUE! | 10.85 | 2x16 sq.mm. | item no.986 | 1 | Nos.
10.86 | 2x25 sq.mm. | item no.987 | 1 | Nos. | 2172.73 |  |  | Excess(+) | 1 | Full Conversion | INR | [40 empty] | #VALUE! | #VALUE! | #VALUE! | 10.86 | 2x25 sq.mm. | item no.987 | 1 | Nos.
10.87 | 3½x25 sq.mm. | item no.988 | 1 | Nos. | 2172.73 |  |  | Excess(+) | 1 | Full Conversion | INR | [40 empty] | #VALUE! | #VALUE! | #VALUE! | 10.87 | 3½x25 sq.mm. | item no.988 | 1 | Nos.
10.88 | 3½x35 sq.mm. | item no.989 | 1 | Nos. | 2172.73 |  |  | Excess(+) | 1 | Full Conversion | INR | [40 empty] | #VALUE! | #VALUE! | #VALUE! | 10.88 | 3½x35 sq.mm. | item no.989 | 1 | Nos.
10.89 | 3½x 50 sq.mm. | item no.990 | 1 | Nos. | 2172.73 |  |  | Excess(+) | 1 | Full Conversion | INR | [40 empty] | #VALUE! | #VALUE! | #VALUE! | 10.89 | 3½x 50 sq.mm. | item no.990 | 1 | Nos.
10.9 | 3½x 70 sq.mm. | item no.991 | 1 | Nos. | 2948.71 |  |  | Excess(+) | 1 | Full Conversion | INR | [40 empty] | #VALUE! | #VALUE! | #VALUE! | 10.9 | 3½x 70 sq.mm. | item no.991 | 1 | Nos.
10.91 | 3½x 95 sq.mm. | item no.992 | 1 | Nos. | 3131.08 |  |  | Excess(+) | 1 | Full Conversion | INR | [40 empty] | #VALUE! | #VALUE! | #VALUE! | 10.91 | 3½x 95 sq.mm. | item no.992 | 1 | Nos.
10.92 | 3½x 120 sq.mm. | item no.993 | 1 | Nos. | 3978.96 |  |  | Excess(+) | 1 | Full Conversion | INR | [40 empty] | #VALUE! | #VALUE! | #VALUE! | 10.92 | 3½x 120 sq.mm. | item no.993 | 1 | Nos.
10.93 | 3½x 150 sq.mm. | item no.994 | 1 | Nos. | 3978.96 |  |  | Excess(+) | 1 | Full Conversion | INR | [40 empty] | #VALUE! | #VALUE! | #VALUE! | 10.93 | 3½x 150 sq.mm. | item no.994 | 1 | Nos.
10.94 | 3½x 185 sq.mm. | item no.995 | 1 | Nos. | 3978.96 |  |  | Excess(+) | 1 | Full Conversion | INR | [40 empty] | #VALUE! | #VALUE! | #VALUE! | 10.94 | 3½x 185 sq.mm. | item no.995 | 1 | Nos.
10.95 | 3½x 240 sq.mm. | item no.996 | 1 | Nos. | 4313.02 |  |  | Excess(+) | 1 | Full Conversion | INR | [40 empty] | #VALUE! | #VALUE! | #VALUE! | 10.95 | 3½x 240 sq.mm. | item no.996 | 1 | Nos.
10.96 | 4x16 sq.mm. | item no.997 | 1 | Nos. | 1900.92 |  |  | Excess(+) | 1 | Full Conversion | INR | [40 empty] | #VALUE! | #VALUE! | #VALUE! | 10.96 | 4x16 sq.mm. | item no.997 | 1 | Nos.
10.97 | Providing, laying and fixing following dia G.I. pipe (medium class) with all accessories, cutting and filling chase on wall/floor for cavle entry including the cost of sesling at both the ends complete as required. | item no.998 | [52 empty] | 10.97 | Providing, laying and fixing following dia G.I. pipe (medium class) with all accessories, cutting and filling chase on wall/floor for cavle entry including the cost of sesling at both the ends complete as required. | item no.998
10.98 | 32 mm dia | item no.999 | 20 | Mtr. | 460.32 |  |  | Excess(+) | 1 | Full Conversion | INR | [40 empty] | #VALUE! | #VALUE! | #VALUE! | 10.98 | 32 mm dia | item no.999 | 20 | Mtr.
10.99 | 40 mm dia | item no.1000 | 15 | Mtr. | 516.44 |  |  | Excess(+) | 1 | Full Conversion | INR | [40 empty] | #VALUE! | #VALUE! | #VALUE! | 10.99 | 40 mm dia | item no.1000 | 15 | Mtr.
11 | Providing, laying and fixing following dia G.I. pipe (medium class) in ground complete with G.I. fittings including trenching (75 cm deep)and re-filling etc as required | item no.1001 | [52 empty] | 11 | Providing, laying and fixing following dia G.I. pipe (medium class) in ground complete with G.I. fittings including trenching (75 cm deep)and re-filling etc as required | item no.1001
11.01 | 50 mm | item no.1002 | 5 | Mtr. | 315.65 |  |  | Excess(+) | 1 | Full Conversion | INR | [40 empty] | #VALUE! | #VALUE! | #VALUE! | 11.01 | 50 mm | item no.1002 | 5 | Mtr.
11.02 | 80 mm | item no.1003 | 5 | Mtr. | 460.32 |  |  | Excess(+) | 1 | Full Conversion | INR | [40 empty] | #VALUE! | #VALUE! | #VALUE! | 11.02 | 80 mm | item no.1003 | 5 | Mtr.
11.03 | 100 mm | item no.1004 | 3 | Mtr. | 1583.52 |  |  | Excess(+) | 1 | Full Conversion | INR | [40 empty] | #VALUE! | #VALUE! | #VALUE! | 11.03 | 100 mm | item no.1004 | 3 | Mtr.
11.04 | 150 mm | item no.1005 | 3 | Mtr. | 2402.46 |  |  | Excess(+) | 1 | Full Conversion | INR | [40 empty] | #VALUE! | #VALUE! | #VALUE! | 11.04 | 150 mm | item no.1005 | 3 | Mtr.
11.05 | Supply, Installation, Testing and Commissioning of 1200 mm sweep, BEE 5 star rated, ceiling fan with Brush Less Direct Current (BLDC) Motor, class of insulation: B, 3 nos. blades, 30 cm long down rod, 2 nos. canopies, shackle kit, safety rope, copper winding, Power Factor not less than 0.9, Service Value (CM/M/W) minimum 6.00, Air delivery minimum 210 Cum/Min , 350 RPM (tolerance as per IS : 374-2019), THD less than 10%, remote or electronic regulator unit for speed control and all remaining accessories including safety pin, nut bolts, washers, temperature rise=75 degree C (max.), insulation resistance more than 2 mega ohm, suitable for 230 V, 50 Hz, single phase AC Supply, earthing etc. complete as required. | item no.1006 | 10 | Nos. | 2393.69 |  |  | Excess(+) | 1 | Full Conversion | INR | [40 empty] | #VALUE! | #VALUE! | #VALUE! | 11.05 | Supply, Installation, Testing and Commissioning of 1200 mm sweep, BEE 5 star rated, ceiling fan with Brush Less Direct Current (BLDC) Motor, class of insulation: B, 3 nos. blades, 30 cm long down rod, 2 nos. canopies, shackle kit, safety rope, copper winding, Power Factor not less than 0.9, Service Value (CM/M/W) minimum 6.00, Air delivery minimum 210 Cum/Min , 350 RPM (tolerance as per IS : 374-2019), THD less than 10%, remote or electronic regulator unit for speed control and all remaining accessories including safety pin, nut bolts, washers, temperature rise=75 degree C (max.), insulation resistance more than 2 mega ohm, suitable for 230 V, 50 Hz, single phase AC Supply, earthing etc. complete as required. | item no.1006 | 10 | Nos.
11.06 | Providing and fixing M.S. fan clamp type I or II of 16 mm dia M.S. bar,bent to shape with hooked ends in R.C.C. slabs or beams during laying,including painting the exposed portion of loop,all as per standard design complete. | item no.1007 | 5 | Nos. | 163.04 |  |  | Excess(+) | 1 | Full Conversion | INR | [40 empty] | #VALUE! | #VALUE! | #VALUE! | 11.06 | Providing and fixing M.S. fan clamp type I or II of 16 mm dia M.S. bar,bent to shape with hooked ends in R.C.C. slabs or beams during laying,including painting the exposed portion of loop,all as per standard design complete. | item no.1007 | 5 | Nos.
11.07 | providing and fixing circular/ hexagonal g.i. box forceiling fan clamp, of internal dia 140 mm, 73 mmheight, top lid of 1.5 mm thick g.i. sheet with its top surface hacked for proper bonding, top lid shall be screwed into the g.i. box by means of 3.3 mm dia round headed screws, one lock at the corners. clamp shall be made of 12 mm dia m.s. bar bent to shape as per standard drawing. | item no.1008 | 5 | Nos. | 162.38 |  |  | Excess(+) | 1 | Full Conversion | INR | [40 empty] | #VALUE! | #VALUE! | #VALUE! | 11.07 | providing and fixing circular/ hexagonal g.i. box forceiling fan clamp, of internal dia 140 mm, 73 mmheight, top lid of 1.5 mm thick g.i. sheet with its top surface hacked for proper bonding, top lid shall be screwed into the g.i. box by means of 3.3 mm dia round headed screws, one lock at the corners. clamp shall be made of 12 mm dia m.s. bar bent to shape as per standard drawing. | item no.1008 | 5 | Nos.
11.08 | Supplying and fixing following piano type switch /socket on existing switch box/cover I/c connection etc as reqd. | item no.1009 | [52 empty] | 11.08 | Supplying and fixing following piano type switch /socket on existing switch box/cover I/c connection etc as reqd. | item no.1009
11.09 | Fan regulator socket type rotary/dimmer | item no.1010 | 1 | Nos. | 325.3 |  |  | Excess(+) | 1 | Full Conversion | INR | [40 empty] | #VALUE! | #VALUE! | #VALUE! | 11.09 | Fan regulator socket type rotary/dimmer | item no.1010 | 1 | Nos.
11.1 | Fan regulator dimmer type 650 W | item no.1011 | 1 | Nos. | 412.98 |  |  | Excess(+) | 1 | Full Conversion | INR | [40 empty] | #VALUE! | #VALUE! | #VALUE! | 11.1 | Fan regulator dimmer type 650 W | item no.1011 | 1 | Nos.
11.11 | Supply and drawing PVC insulated 3 core round cable 1.5 sq.mm. for connection of equipments / exhaust fan & other work as reqd. | item no.1012 | 10 | Mtr. | 86.8 |  |  | Excess(+) | 1 | Full Conversion | INR | [40 empty] | #VALUE! | #VALUE! | #VALUE! | 11.11 | Supply and drawing PVC insulated 3 core round cable 1.5 sq.mm. for connection of equipments / exhaust fan & other work as reqd. | item no.1012 | 10 | Mtr.
11.12 | Drawing of optical cable enhanced cat 5/cat 6/telephone/ networking /power cable in existing steel conduit pipe/GI /HDPE pipe including numbering of networking wire from room to rack as reqd. | item no.1013 | 50 | Mtr. | 16.66 |  |  | Excess(+) | 1 | Full Conversion | INR | [40 empty] | #VALUE! | #VALUE! | #VALUE! | 11.12 | Drawing of optical cable enhanced cat 5/cat 6/telephone/ networking /power cable in existing steel conduit pipe/GI /HDPE pipe including numbering of networking wire from room to rack as reqd. | item no.1013 | 50 | Mtr.
11.13 | Supplying & drawing following sizes of FRLS PVC insulated copper conductor, single core cable in the existing surface / recessed steel / PVC conduit as reqd. | item no.1014 | [52 empty] | 11.13 | Supplying & drawing following sizes of FRLS PVC insulated copper conductor, single core cable in the existing surface / recessed steel / PVC conduit as reqd. | item no.1014
11.14 | 2 x 10 Sq.mm.. | item no.1015 | 10 | Mtr. | 348.09 |  |  | Excess(+) | 1 | Full Conversion | INR | [40 empty] | #VALUE! | #VALUE! | #VALUE! | 11.14 | 2 x 10 Sq.mm.. | item no.1015 | 10 | Mtr.
11.15 | 3 x 10 Sq.mm.. | item no.1016 | 10 | Mtr. | 505.04 |  |  | Excess(+) | 1 | Full Conversion | INR | [40 empty] | #VALUE! | #VALUE! | #VALUE! | 11.15 | 3 x 10 Sq.mm.. | item no.1016 | 10 | Mtr.
11.16 | 2 x 16 Sq.mm.. | item no.1017 | 10 | Mtr. | 524.33 |  |  | Excess(+) | 1 | Full Conversion | INR | [40 empty] | #VALUE! | #VALUE! | #VALUE! | 11.16 | 2 x 16 Sq.mm.. | item no.1017 | 10 | Mtr.
11.17 | 3 x 16 Sq.mm.. | item no.1018 | 5 | Mtr. | 769.84 |  |  | Excess(+) | 1 | Full Conversion | INR | [40 empty] | #VALUE! | #VALUE! | #VALUE! | 11.17 | 3 x 16 Sq.mm.. | item no.1018 | 5 | Mtr.
11.18 | 3 x 25 Sq.mm.. | item no.1019 | 5 | Mtr. | 912.76 |  |  | Excess(+) | 1 | Full Conversion | INR | [40 empty] | #VALUE! | #VALUE! | #VALUE! | 11.18 | 3 x 25 Sq.mm.. | item no.1019 | 5 | Mtr.
11.19 | 3 x 35 Sq.mm.. | item no.1020 | 5 | Mtr. | 1199.47 |  |  | Excess(+) | 1 | Full Conversion | INR | [40 empty] | #VALUE! | #VALUE! | #VALUE! | 11.19 | 3 x 35 Sq.mm.. | item no.1020 | 5 | Mtr.
11.2 | Wiring for light point/ fan point/ exhaust fan point/ call bell point with 1.5 sq.mm FRLS PVC insulated copper conductor single core cable in PVC casing & capping, without switch,switch box etc. and earthing the point with 1.5 sq.mm. FRLS PVC insulated copper conductor single core cable etc as required. | item no.1021 | [52 empty] | 11.2 | Wiring for light point/ fan point/ exhaust fan point/ call bell point with 1.5 sq.mm FRLS PVC insulated copper conductor single core cable in PVC casing & capping, without switch,switch box etc. and earthing the point with 1.5 sq.mm. FRLS PVC insulated copper conductor single core cable etc as required. | item no.1021
11.21 | Group A | item no.1022 | 1 | Points | 729.5 |  |  | Excess(+) | 1 | Full Conversion | INR | [40 empty] | #VALUE! | #VALUE! | #VALUE! | 11.21 | Group A | item no.1022 | 1 | Points
11.22 | Group B | item no.1023 | 1 | Points | 853.13 |  |  | Excess(+) | 1 | Full Conversion | INR | [40 empty] | #VALUE! | #VALUE! | #VALUE! | 11.22 | Group B | item no.1023 | 1 | Points
11.23 | Providing and fixing following sizes of PVC casing and capping on surface as reqd. | item no.1024 | [52 empty] | 11.23 | Providing and fixing following sizes of PVC casing and capping on surface as reqd. | item no.1024
11.24 | 20 x 12 mm | item no.1025 | 100 | Mtr. | 68.39 |  |  | Excess(+) | 1 | Full Conversion | INR | [40 empty] | #VALUE! | #VALUE! | #VALUE! | 11.24 | 20 x 12 mm | item no.1025 | 100 | Mtr.
11.25 | 25 x 16 mm | item no.1026 | 100 | Mtr. | 76.28 |  |  | Excess(+) | 1 | Full Conversion | INR | [40 empty] | #VALUE! | #VALUE! | #VALUE! | 11.25 | 25 x 16 mm | item no.1026 | 100 | Mtr.
11.26 | 32x 16 mm | item no.1027 | 80 | Mtr. | 82.42 |  |  | Excess(+) | 1 | Full Conversion | INR | [40 empty] | #VALUE! | #VALUE! | #VALUE! | 11.26 | 32x 16 mm | item no.1027 | 80 | Mtr.
11.27 | 38 x 16 mm | item no.1028 | 50 | Mtr. | 128.01 |  |  | Excess(+) | 1 | Full Conversion | INR | [40 empty] | #VALUE! | #VALUE! | #VALUE! | 11.27 | 38 x 16 mm | item no.1028 | 50 | Mtr.
11.28 | Providing and fixing casing and capping in place of defective and dameged wood batten including dismentling of betten and wire & relaying of wires as required complet. | item no.1029 | [52 empty] | 11.28 | Providing and fixing casing and capping in place of defective and dameged wood batten including dismentling of betten and wire & relaying of wires as required complet. | item no.1029
11.29 | 20 x 12 mm | item no.1030 | 50 | Mtr. | 112.23 |  |  | Excess(+) | 1 | Full Conversion | INR | [40 empty] | #VALUE! | #VALUE! | #VALUE! | 11.29 | 20 x 12 mm | item no.1030 | 50 | Mtr.
11.3 | 25 x 16 mm | item no.1031 | 50 | Mtr. | 120.12 |  |  | Excess(+) | 1 | Full Conversion | INR | [40 empty] | #VALUE! | #VALUE! | #VALUE! | 11.3 | 25 x 16 mm | item no.1031 | 50 | Mtr.
11.31 | 32x 16 mm | item no.1032 | 35 | Mtr. | 126.26 |  |  | Excess(+) | 1 | Full Conversion | INR | [40 empty] | #VALUE! | #VALUE! | #VALUE! | 11.31 | 32x 16 mm | item no.1032 | 35 | Mtr.
11.32 | 38 x 16 mm | item no.1033 | 20 | Mtr. | 152.56 |  |  | Excess(+) | 1 | Full Conversion | INR | [40 empty] | #VALUE! | #VALUE! | #VALUE! | 11.32 | 38 x 16 mm | item no.1033 | 20 | Mtr.
11.33 | Dismantling the old conduit pipe/wood batten of all sizes from surface/recessed & making good the damages I/c filling the holes of the surface etc as reqd. | item no.1034 | 5 | Mtr. | 50.85 |  |  | Excess(+) | 1 | Full Conversion | INR | [40 empty] | #VALUE! | #VALUE! | #VALUE! | 11.33 | Dismantling the old conduit pipe/wood batten of all sizes from surface/recessed & making good the damages I/c filling the holes of the surface etc as reqd. | item no.1034 | 5 | Mtr.
11.34 | Fixing 20/25mm conduit pipe on surface with clamp/in recessed only conduit pipe supplied by department.(Free of cost) | item no.1035 | 5 | Mtr | 91.19 |  |  | Excess(+) | 1 | Full Conversion | INR | [40 empty] | #VALUE! | #VALUE! | #VALUE! | 11.34 | Fixing 20/25mm conduit pipe on surface with clamp/in recessed only conduit pipe supplied by department.(Free of cost) | item no.1035 | 5 | Mtr
11.35 | Supplying and fixing wooden board of following sizes on surface or in recessed with suitable size of phenolic laminated sheet cover in the front etc as reqd. | item no.1036 | [52 empty] | 11.35 | Supplying and fixing wooden board of following sizes on surface or in recessed with suitable size of phenolic laminated sheet cover in the front etc as reqd. | item no.1036
11.36 | 100 mm x 100 mm | item no.1037 | 50 | Nos. | 130.64 |  |  | Excess(+) | 1 | Full Conversion | INR | [40 empty] | #VALUE! | #VALUE! | #VALUE! | 11.36 | 100 mm x 100 mm | item no.1037 | 50 | Nos.
11.37 | 175 mm x 100 mm | item no.1038 | 30 | Nos. | 145.55 |  |  | Excess(+) | 1 | Full Conversion | INR | [40 empty] | #VALUE! | #VALUE! | #VALUE! | 11.37 | 175 mm x 100 mm | item no.1038 | 30 | Nos.
11.38 | 200 mm x 150 mm | item no.1039 | 20 | Nos. | 199.91 |  |  | Excess(+) | 1 | Full Conversion | INR | [40 empty] | #VALUE! | #VALUE! | #VALUE! | 11.38 | 200 mm x 150 mm | item no.1039 | 20 | Nos.
11.39 | 200 mm x 250 mm | item no.1040 | 20 | Nos. | 254.27 |  |  | Excess(+) | 1 | Full Conversion | INR | [40 empty] | #VALUE! | #VALUE! | #VALUE! | 11.39 | 200 mm x 250 mm | item no.1040 | 20 | Nos.
11.4 | 200 mm x 300 mm | item no.1041 | 10 | Nos. | 293.73 |  |  | Excess(+) | 1 | Full Conversion | INR | [40 empty] | #VALUE! | #VALUE! | #VALUE! | 11.4 | 200 mm x 300 mm | item no.1041 | 10 | Nos.
11.41 | Dismantling damaged DB/TPN Switches/ loose wire boxes along with all accessories and depositing the same in the store as reqd. | item no.1042 | 5 | Nos. | 329.68 |  |  | Excess(+) | 1 | Full Conversion | INR | [40 empty] | #VALUE! | #VALUE! | #VALUE! | 11.41 | Dismantling damaged DB/TPN Switches/ loose wire boxes along with all accessories and depositing the same in the store as reqd. | item no.1042 | 5 | Nos.
11.42 | Dismantling and refixing of M.S./PVC box of up to 250 x 300 x100 on surface recessed as required. including painting with enamel paint as reqd | item no.1043 | 5 | Nos. | 398.95 |  |  | Excess(+) | 1 | Full Conversion | INR | [40 empty] | #VALUE! | #VALUE! | #VALUE! | 11.42 | Dismantling and refixing of M.S./PVC box of up to 250 x 300 x100 on surface recessed as required. including painting with enamel paint as reqd | item no.1043 | 5 | Nos.
11.43 | Fixing MS Box upto 250 x 300 x100 mm including pole fuse box and painting. with enamel paint as reqd | item no.1044 | 5 | Nos. | 243.75 |  |  | Excess(+) | 1 | Full Conversion | INR | [40 empty] | #VALUE! | #VALUE! | #VALUE! | 11.43 | Fixing MS Box upto 250 x 300 x100 mm including pole fuse box and painting. with enamel paint as reqd | item no.1044 | 5 | Nos.
11.44 | Supplying and fixing 40 amp to 63 amp rating 240 volts 'C' curve 10 kA MCB of following pole in the existing MCB DB complete with connection, testing & commissioning etc as reqd. | item no.1045 | [52 empty] | 11.44 | Supplying and fixing 40 amp to 63 amp rating 240 volts 'C' curve 10 kA MCB of following pole in the existing MCB DB complete with connection, testing & commissioning etc as reqd. | item no.1045
11.45 | Single Pole | item no.1046 | 5 | Nos. | 563.79 |  |  | Excess(+) | 1 | Full Conversion | INR | [40 empty] | #VALUE! | #VALUE! | #VALUE! | 11.45 | Single Pole | item no.1046 | 5 | Nos.
11.46 | Double pole | item no.1047 | 3 | Nos. | 1187.2 |  |  | Excess(+) | 1 | Full Conversion | INR | [40 empty] | #VALUE! | #VALUE! | #VALUE! | 11.46 | Double pole | item no.1047 | 3 | Nos.
11.47 | Triple Pole | item no.1048 | 2 | Nos. | 2210.43 |  |  | Excess(+) | 1 | Full Conversion | INR | [40 empty] | #VALUE! | #VALUE! | #VALUE! | 11.47 | Triple Pole | item no.1048 | 2 | Nos.
11.48 | Four Pole | item no.1049 | 2 | Nos. | 2267.43 |  |  | Excess(+) | 1 | Full Conversion | INR | [40 empty] | #VALUE! | #VALUE! | #VALUE! | 11.48 | Four Pole | item no.1049 | 2 | Nos.
11.49 | Supply and fixing of 36 watt recess / surface mounting LED light fixture 600 X 600 mm with electronic driver, LED lamp, reflector, diffusser, MS Body/ housing holder etc. complete with all accessories as required. | item no.1050 | 1 | Nos. | 4009.64 |  |  | Excess(+) | 1 | Full Conversion | INR | [40 empty] | #VALUE! | #VALUE! | #VALUE! | 11.49 | Supply and fixing of 36 watt recess / surface mounting LED light fixture 600 X 600 mm with electronic driver, LED lamp, reflector, diffusser, MS Body/ housing holder etc. complete with all accessories as required. | item no.1050 | 1 | Nos.
11.5 | Supply, fixing, connecting, commissioning & testing of 40 watt LED Post top lantern light complete with all accessories including rag bolts with washer etc as reqd. | item no.1051 | 2 | Nos. | 9581.76 |  |  | Excess(+) | 1 | Full Conversion | INR | [40 empty] | #VALUE! | #VALUE! | #VALUE! | 11.5 | Supply, fixing, connecting, commissioning & testing of 40 watt LED Post top lantern light complete with all accessories including rag bolts with washer etc as reqd. | item no.1051 | 2 | Nos.
11.51 | Supply and fixing of 18 watt recess / surface mounting LED light fixture 300 X 300 mm with electronic driver, LED lamp, reflector, diffusser, MS Body/ housing holder etc. complete with all accessories as required | item no.1052 | 5 | Nos. | 2272.69 |  |  | Excess(+) | 1 | Full Conversion | INR | [40 empty] | #VALUE! | #VALUE! | #VALUE! | 11.51 | Supply and fixing of 18 watt recess / surface mounting LED light fixture 300 X 300 mm with electronic driver, LED lamp, reflector, diffusser, MS Body/ housing holder etc. complete with all accessories as required | item no.1052 | 5 | Nos.
11.52 | Supply / fixing , testing & commissioning of 12W LED. Slim surface mounted round LED panel al. die cast body with premium diffuser to ensure glare free as required complete etc as reqd | item no.1053 | 10 | Nos. | 1187.2 |  |  | Excess(+) | 1 | Full Conversion | INR | [40 empty] | #VALUE! | #VALUE! | #VALUE! | 11.52 | Supply / fixing , testing & commissioning of 12W LED. Slim surface mounted round LED panel al. die cast body with premium diffuser to ensure glare free as required complete etc as reqd | item no.1053 | 10 | Nos.
11.53 | Supplying, fixing, connecting, commissioning and testing of the following luminaries light fixtures complete with all accessories and with lamp as required complete. | item no.1054 | [52 empty] | 11.53 | Supplying, fixing, connecting, commissioning and testing of the following luminaries light fixtures complete with all accessories and with lamp as required complete. | item no.1054
11.54 | LED tube light fitting (1 X 18 / 20 Watt. LED) surface mounting luminares | item no.1055 | 5 | Nos. | 612.01 |  |  | Excess(+) | 1 | Full Conversion | INR | [40 empty] | #VALUE! | #VALUE! | #VALUE! | 11.54 | LED tube light fitting (1 X 18 / 20 Watt. LED) surface mounting luminares | item no.1055 | 5 | Nos.
11.55 | LED tube light fitting (2 X 18 / 20 Watt. LED) surface mounting luminares | item no.1056 | 5 | Nos. | 1108.29 |  |  | Excess(+) | 1 | Full Conversion | INR | [40 empty] | #VALUE! | #VALUE! | #VALUE! | 11.55 | LED tube light fitting (2 X 18 / 20 Watt. LED) surface mounting luminares | item no.1056 | 5 | Nos.
11.56 | 48 watt LED Street light make up of pressure die aluminium housing with high power LED as lighting source and lens embedded PC cover having top opening seperate driver compartment with IP 66 protection complete with all accessories including rag bolts with washer etc as reqd. | item no.1057 | 2 | Nos. | 5051.29 |  |  | Excess(+) | 1 | Full Conversion | INR | [40 empty] | #VALUE! | #VALUE! | #VALUE! | 11.56 | 48 watt LED Street light make up of pressure die aluminium housing with high power LED as lighting source and lens embedded PC cover having top opening seperate driver compartment with IP 66 protection complete with all accessories including rag bolts with washer etc as reqd. | item no.1057 | 2 | Nos.
11.57 | Supplying, fixing, connecting, commissioning and testing of the following luminaries light fixtures complete with all accessories and without lamp as required complete. | item no.1058 | [52 empty] | 11.57 | Supplying, fixing, connecting, commissioning and testing of the following luminaries light fixtures complete with all accessories and without lamp as required complete. | item no.1058
11.58 | Drum light . | item no.1059 | 5 | Nos. | 989.04 |  |  | Excess(+) | 1 | Full Conversion | INR | [40 empty] | #VALUE! | #VALUE! | #VALUE! | 11.58 | Drum light . | item no.1059 | 5 | Nos.
11.59 | Wall bracket | item no.1060 | 5 | Nos. | 1392.37 |  |  | Excess(+) | 1 | Full Conversion | INR | [40 empty] | #VALUE! | #VALUE! | #VALUE! | 11.59 | Wall bracket | item no.1060 | 5 | Nos.
11.6 | LED bulkhead fixture 10 Watt | item no.1061 | 5 | Nos | 1654.54 |  |  | Excess(+) | 1 | Full Conversion | INR | [40 empty] | #VALUE! | #VALUE! | #VALUE! | 11.6 | LED bulkhead fixture 10 Watt | item no.1061 | 5 | Nos
11.61 | Wall light stylo fitting 14W | item no.1062 | 1 | Nos | 657.61 |  |  | Excess(+) | 1 | Full Conversion | INR | [40 empty] | #VALUE! | #VALUE! | #VALUE! | 11.61 | Wall light stylo fitting 14W | item no.1062 | 1 | Nos
11.62 | Repairing , cleaning, testing & commissioniong box /industiral type /decorative type fitting I/c replacement of all parts if reqd. | item no.1063 | 1 | Nos | 84.17 |  |  | Excess(+) | 1 | Full Conversion | INR | [40 empty] | #VALUE! | #VALUE! | #VALUE! | 11.62 | Repairing , cleaning, testing & commissioniong box /industiral type /decorative type fitting I/c replacement of all parts if reqd. | item no.1063 | 1 | Nos
11.63 | Providing and replacement of damaged internal wiring of fitting of any type with 1.5 sq.mm. PVC insulated copper single core wire i/c dismantling & refixing as reqd. | item no.1064 | 1 | Mtr. | 323.54 |  |  | Excess(+) | 1 | Full Conversion | INR | [40 empty] | #VALUE! | #VALUE! | #VALUE! | 11.63 | Providing and replacement of damaged internal wiring of fitting of any type with 1.5 sq.mm. PVC insulated copper single core wire i/c dismantling & refixing as reqd. | item no.1064 | 1 | Mtr.
11.64 | Supplying and fixing of 20 / 40 W 220 V starter for FL. Tube fitting as reqd. | item no.1065 | 5 | Nos. | 65.76 |  |  | Excess(+) | 1 | Full Conversion | INR | [40 empty] | #VALUE! | #VALUE! | #VALUE! | 11.64 | Supplying and fixing of 20 / 40 W 220 V starter for FL. Tube fitting as reqd. | item no.1065 | 5 | Nos.
11.65 | Supplying, fixing, connecting & commissioning 18W/28W/36W/40W electronics ballast , 240V Fl. lamp as reqd. | item no.1066 | 2 | Nos. | 255.15 |  |  | Excess(+) | 1 | Full Conversion | INR | [40 empty] | #VALUE! | #VALUE! | #VALUE! | 11.65 | Supplying, fixing, connecting & commissioning 18W/28W/36W/40W electronics ballast , 240V Fl. lamp as reqd. | item no.1066 | 2 | Nos.
11.66 | Supply and fixing and connecting & commissioning following CFL / lamps in existing fitting as reqd.(Make- Phillips) | item no.1067 | [52 empty] | 11.66 | Supply and fixing and connecting & commissioning following CFL / lamps in existing fitting as reqd.(Make- Phillips) | item no.1067
11.67 | LED PL-L18 watt | item no.1068 | 5 | Nos. | 508.55 |  |  | Excess(+) | 1 | Full Conversion | INR | [40 empty] | #VALUE! | #VALUE! | #VALUE! | 11.67 | LED PL-L18 watt | item no.1068 | 5 | Nos.
11.68 | LED bulb 5W to 10 W | item no.1069 | 5 | Nos. | 163.96 |  |  | Excess(+) | 1 | Full Conversion | INR | [40 empty] | #VALUE! | #VALUE! | #VALUE! | 11.68 | LED bulb 5W to 10 W | item no.1069 | 5 | Nos.
11.69 | LED bulb 15 W | item no.1070 | 3 | Nos. | 294.61 |  |  | Excess(+) | 1 | Full Conversion | INR | [40 empty] | #VALUE! | #VALUE! | #VALUE! | 11.69 | LED bulb 15 W | item no.1070 | 3 | Nos.
11.7 | 28 W / 36 W FL tube | item no.1071 | 1 | Nos. | 66.64 |  |  | Excess(+) | 1 | Full Conversion | INR | [40 empty] | #VALUE! | #VALUE! | #VALUE! | 11.7 | 28 W / 36 W FL tube | item no.1071 | 1 | Nos.
11.71 | LED tube light 18 / 20 Watt. | item no.1072 | 1 | Nos. | 514.69 |  |  | Excess(+) | 1 | Full Conversion | INR | [40 empty] | #VALUE! | #VALUE! | #VALUE! | 11.71 | LED tube light 18 / 20 Watt. | item no.1072 | 1 | Nos.
11.72 | Supplying, fixing, connecting & commissioning of holder for 9/11/ 18/20/28/36/40W FTL/PLS lamps | item no.1073 | 5 | Each | 81.54 |  |  | Excess(+) | 1 | Full Conversion | INR | [40 empty] | #VALUE! | #VALUE! | #VALUE! | 11.72 | Supplying, fixing, connecting & commissioning of holder for 9/11/ 18/20/28/36/40W FTL/PLS lamps | item no.1073 | 5 | Each
11.73 | Dismantling, disconnecting old damaged unserviceable fl fitting/ exhaust fan/ ceiling fan/ bulkhead fitting with bracket etc. as reqd. and depositing in sectional store. | item no.1074 | 5 | Nos. | 82.42 |  |  | Excess(+) | 1 | Full Conversion | INR | [40 empty] | #VALUE! | #VALUE! | #VALUE! | 11.73 | Dismantling, disconnecting old damaged unserviceable fl fitting/ exhaust fan/ ceiling fan/ bulkhead fitting with bracket etc. as reqd. and depositing in sectional store. | item no.1074 | 5 | Nos.
11.74 | Supplying and fixing Al tube / reducer terminals suitable for following size of conductor. | item no.1075 | [52 empty] | 11.74 | Supplying and fixing Al tube / reducer terminals suitable for following size of conductor. | item no.1075
11.75 | 6 /10/16 Sq.mm. | item no.1076 | 5 | Nos. | 28.93 |  |  | Excess(+) | 1 | Full Conversion | INR | [40 empty] | #VALUE! | #VALUE! | #VALUE! | 11.75 | 6 /10/16 Sq.mm. | item no.1076 | 5 | Nos.
11.76 | 25/35/50 Sq.mm. | item no.1077 | 2 | Nos. | 42.09 |  |  | Excess(+) | 1 | Full Conversion | INR | [40 empty] | #VALUE! | #VALUE! | #VALUE! | 11.76 | 25/35/50 Sq.mm. | item no.1077 | 2 | Nos.
11.77 | Dismantling & refixing brass compression type cable gland 25 sq.mm to 400 sq.mm. cable. | item no.1078 | 2 | Nos. | 422.62 |  |  | Excess(+) | 1 | Full Conversion | INR | [40 empty] | #VALUE! | #VALUE! | #VALUE! | 11.77 | Dismantling & refixing brass compression type cable gland 25 sq.mm to 400 sq.mm. cable. | item no.1078 | 2 | Nos.
11.78 | Supplying of one no. XLPE sheathed aluminum conductor steel armoured power cable of size 2 x 6 sq.mm. 1.1kV grade complete as required. | item no.1079 | 50 | Mtr. | 85.93 |  |  | Excess(+) | 1 | Full Conversion | INR | [40 empty] | #VALUE! | #VALUE! | #VALUE! | 11.78 | Supplying of one no. XLPE sheathed aluminum conductor steel armoured power cable of size 2 x 6 sq.mm. 1.1kV grade complete as required. | item no.1079 | 50 | Mtr.
11.79 | Supplying of one no. XLPE sheathed aluminum conductor steel armoured power cable of size 2 x 10 sq.mm. 1.1kV grade complete as required. | item no.1080 | 50 | Mtr. | 103.46 |  |  | Excess(+) | 1 | Full Conversion | INR | [40 empty] | #VALUE! | #VALUE! | #VALUE! | 11.79 | Supplying of one no. XLPE sheathed aluminum conductor steel armoured power cable of size 2 x 10 sq.mm. 1.1kV grade complete as required. | item no.1080 | 50 | Mtr.
11.8 | Supplying of one no. XLPE sheathed aluminum conductor steel armoured power cable of size 2 x 16 sq.mm. 1.1kV grade complete as required. | item no.1081 | 50 | Mtr. | 117.49 |  |  | Excess(+) | 1 | Full Conversion | INR | [40 empty] | #VALUE! | #VALUE! | #VALUE! | 11.8 | Supplying of one no. XLPE sheathed aluminum conductor steel armoured power cable of size 2 x 16 sq.mm. 1.1kV grade complete as required. | item no.1081 | 50 | Mtr.
11.81 | Supplying of one no. XLPE sheathed aluminum conductor steel armoured power cable of size 2 x 25 sq.mm. 1.1kV grade complete as required. | item no.1082 | 50 | Mtr. | 133.27 |  |  | Excess(+) | 1 | Full Conversion | INR | [40 empty] | #VALUE! | #VALUE! | #VALUE! | 11.81 | Supplying of one no. XLPE sheathed aluminum conductor steel armoured power cable of size 2 x 25 sq.mm. 1.1kV grade complete as required. | item no.1082 | 50 | Mtr.
11.82 | Supplying of one no. XLPE sheathed aluminium conductor steel armoured power cable of size 4x10 sqmm 1.1kV grade complete as required. | item no.1083 | 5 | Mtr. | 133.27 |  |  | Excess(+) | 1 | Full Conversion | INR | [40 empty] | #VALUE! | #VALUE! | #VALUE! | 11.82 | Supplying of one no. XLPE sheathed aluminium conductor steel armoured power cable of size 4x10 sqmm 1.1kV grade complete as required. | item no.1083 | 5 | Mtr.
11.83 | Supplying of one no. XLPE sheathed aluminum conductor steel armoured power cable of size 4x16 sq.mm. 1.1kV grade complete as required. | item no.1084 | 5 | Mtr. | 157.83 |  |  | Excess(+) | 1 | Full Conversion | INR | [40 empty] | #VALUE! | #VALUE! | #VALUE! | 11.83 | Supplying of one no. XLPE sheathed aluminum conductor steel armoured power cable of size 4x16 sq.mm. 1.1kV grade complete as required. | item no.1084 | 5 | Mtr.
11.84 | Supplying of one no. XLPE sheathed aluminum conductor steel armoured power cable of size 3½x25 sq.mm. 1.1kV grade complete as required. | item no.1085 | 100 | Mtr. | 192.9 |  |  | Excess(+) | 1 | Full Conversion | INR | [40 empty] | #VALUE! | #VALUE! | #VALUE! | 11.84 | Supplying of one no. XLPE sheathed aluminum conductor steel armoured power cable of size 3½x25 sq.mm. 1.1kV grade complete as required. | item no.1085 | 100 | Mtr.
11.85 | Supplying of one no. XLPE cable aluminum conductor steel armoured power cable of 1.1kV grade of size 3½x35 sq.mm. complete as required. | item no.1086 | 100 | Mtr. | 238.49 |  |  | Excess(+) | 1 | Full Conversion | INR | [40 empty] | #VALUE! | #VALUE! | #VALUE! | 11.85 | Supplying of one no. XLPE cable aluminum conductor steel armoured power cable of 1.1kV grade of size 3½x35 sq.mm. complete as required. | item no.1086 | 100 | Mtr.
11.86 | Supplying of one no. XLPE cable aluminum conductor steel armoured power cable of 1.1kV grade of size 3½x50 sq.mm. in following manners. | item no.1087 | 50 | Mtr | 316.53 |  |  | Excess(+) | 1 | Full Conversion | INR | [40 empty] | #VALUE! | #VALUE! | #VALUE! | 11.86 | Supplying of one no. XLPE cable aluminum conductor steel armoured power cable of 1.1kV grade of size 3½x50 sq.mm. in following manners. | item no.1087 | 50 | Mtr
11.87 | Supplying of one no. XLPE cable aluminum conductor steel armoured power cable of 1.1kV grade of size 3½x70 sq.mm. complete as required. | item no.1088 | 50 | Mtr | 584.83 |  |  | Excess(+) | 1 | Full Conversion | INR | [40 empty] | #VALUE! | #VALUE! | #VALUE! | 11.87 | Supplying of one no. XLPE cable aluminum conductor steel armoured power cable of 1.1kV grade of size 3½x70 sq.mm. complete as required. | item no.1088 | 50 | Mtr
11.88 | Digging cable trench, lifting brick & cable for locating fault and relaying the cable i/c refilling the trench, extra sand if required shall be i/c in the item of following size. as required. | item no.1089 | [52 empty] | 11.88 | Digging cable trench, lifting brick & cable for locating fault and relaying the cable i/c refilling the trench, extra sand if required shall be i/c in the item of following size. as required. | item no.1089
11.89 | not exceeding 35 sq.mm.. | item no.1090 | 10 | Mtr | 224.46 |  |  | Excess(+) | 1 | Full Conversion | INR | [40 empty] | #VALUE! | #VALUE! | #VALUE! | 11.89 | not exceeding 35 sq.mm.. | item no.1090 | 10 | Mtr
11.9 | exceeding 35 sq.mm.. but not exceeding 95 sq.mm. | item no.1091 | 10 | Mtr | 239.37 |  |  | Excess(+) | 1 | Full Conversion | INR | [40 empty] | #VALUE! | #VALUE! | #VALUE! | 11.9 | exceeding 35 sq.mm.. but not exceeding 95 sq.mm. | item no.1091 | 10 | Mtr
11.91 | Digging trench for taking out cable and refilling , watering ,ramming the same after taking out cable as reqd complete. | item no.1092 | 10 | Mtr | 140.29 |  |  | Excess(+) | 1 | Full Conversion | INR | [40 empty] | #VALUE! | #VALUE! | #VALUE! | 11.91 | Digging trench for taking out cable and refilling , watering ,ramming the same after taking out cable as reqd complete. | item no.1092 | 10 | Mtr
11.92 | Lifting & removing cable of following sizes from trenches or clamped on surface, making roll depositing the same in the store I/c cartage etc as reqd. | item no.1093 | [52 empty] | 11.92 | Lifting & removing cable of following sizes from trenches or clamped on surface, making roll depositing the same in the store I/c cartage etc as reqd. | item no.1093
11.93 | up to 35 sq.mm. | item no.1094 | 10 | Mtr. | 39.46 |  |  | Excess(+) | 1 | Full Conversion | INR | [40 empty] | #VALUE! | #VALUE! | #VALUE! | 11.93 | up to 35 sq.mm. | item no.1094 | 10 | Mtr.
11.94 | Above 35 sq.mm. to 95 sq.mm. | item no.1095 | 10 | Mtr. | 55.24 |  |  | Excess(+) | 1 | Full Conversion | INR | [40 empty] | #VALUE! | #VALUE! | #VALUE! | 11.94 | Above 35 sq.mm. to 95 sq.mm. | item no.1095 | 10 | Mtr.
11.95 | Supply and laying of HDPE pipe ISI mark of 32 mm (8Kg / cm²) size outer dia, 2mm thick I/c cartage loading & unloading etc. as reqd. | item no.1096 | [52 empty] | 11.95 | Supply and laying of HDPE pipe ISI mark of 32 mm (8Kg / cm²) size outer dia, 2mm thick I/c cartage loading & unloading etc. as reqd. | item no.1096
11.96 | Direct in ground I/c excavation, sand cushioning, protective covering and refilling the trench etc. as reqd. | item no.1097 | 100 | Mtr. | 343.71 |  |  | Excess(+) | 1 | Full Conversion | INR | [40 empty] | #VALUE! | #VALUE! | #VALUE! | 11.96 | Direct in ground I/c excavation, sand cushioning, protective covering and refilling the trench etc. as reqd. | item no.1097 | 100 | Mtr.
11.97 | In pipe | item no.1098 | 10 | Mtr. | 65.76 |  |  | Excess(+) | 1 | Full Conversion | INR | [40 empty] | #VALUE! | #VALUE! | #VALUE! | 11.97 | In pipe | item no.1098 | 10 | Mtr.
11.98 | In open duct | item no.1099 | 10 | Mtr. | 57.87 |  |  | Excess(+) | 1 | Full Conversion | INR | [40 empty] | #VALUE! | #VALUE! | #VALUE! | 11.98 | In open duct | item no.1099 | 10 | Mtr.
11.99 | On surface with MS clamp | item no.1100 | 10 | Mtr. | 71.9 |  |  | Excess(+) | 1 | Full Conversion | INR | [40 empty] | #VALUE! | #VALUE! | #VALUE! | 11.99 | On surface with MS clamp | item no.1100 | 10 | Mtr.
12 | Dismantling and refixing of switch / socket /regulator I/c cleaning, connecting, commissioning etc as reqd. | item no.1101 | 5 | Nos. | 67.51 |  |  | Excess(+) | 1 | Full Conversion | INR | [40 empty] | #VALUE! | #VALUE! | #VALUE! | 12 | Dismantling and refixing of switch / socket /regulator I/c cleaning, connecting, commissioning etc as reqd. | item no.1101 | 5 | Nos.
12.01 | Supply, fixing, connecting & commissioning of following rating 3 pin Plug top as reqd complete. | item no.1102 | [52 empty] | 12.01 | Supply, fixing, connecting & commissioning of following rating 3 pin Plug top as reqd complete. | item no.1102
12.02 | 5/6 Amp | item no.1103 | 5 | Nos. | 86.8 |  |  | Excess(+) | 1 | Full Conversion | INR | [40 empty] | #VALUE! | #VALUE! | #VALUE! | 12.02 | 5/6 Amp | item no.1103 | 5 | Nos.
12.03 | 15/16 Amp | item no.1104 | 5 | Nos. | 104.34 |  |  | Excess(+) | 1 | Full Conversion | INR | [40 empty] | #VALUE! | #VALUE! | #VALUE! | 12.03 | 15/16 Amp | item no.1104 | 5 | Nos.
12.04 | Supplying and fixing 20 Amp. metal clad socket (20 A 2P+E) etc. complete as required. | item no.1105 | 2 | Nos. | 463.83 |  |  | Excess(+) | 1 | Full Conversion | INR | [40 empty] | #VALUE! | #VALUE! | #VALUE! | 12.04 | Supplying and fixing 20 Amp. metal clad socket (20 A 2P+E) etc. complete as required. | item no.1105 | 2 | Nos.
12.05 | Supplying and fixing 20 Amp. 2P+E plug top.etc. complete as required. | item no.1106 | 2 | Nos. | 170.98 |  |  | Excess(+) | 1 | Full Conversion | INR | [40 empty] | #VALUE! | #VALUE! | #VALUE! | 12.05 | Supplying and fixing 20 Amp. 2P+E plug top.etc. complete as required. | item no.1106 | 2 | Nos.
12.06 | Supply and installation of 400mm sweep AC 230/250 volts, 50 Hz wall mounting revolving fan with brackets etc complete. | item no.1107 | 2 | Nos. | 2860.15 |  |  | Excess(+) | 1 | Full Conversion | INR | [40 empty] | #VALUE! | #VALUE! | #VALUE! | 12.06 | Supply and installation of 400mm sweep AC 230/250 volts, 50 Hz wall mounting revolving fan with brackets etc complete. | item no.1107 | 2 | Nos.
12.07 | Supply, Installation, testing & commissioning of AC ceiling fan of following sweep 220 volts without regulator I/c wiring the down rods of standard length up to 30 cm with 1.5 sq.mm. PVC insulated copper conductor single core cable etc as reqd. | item no.1108 | [52 empty] | 12.07 | Supply, Installation, testing & commissioning of AC ceiling fan of following sweep 220 volts without regulator I/c wiring the down rods of standard length up to 30 cm with 1.5 sq.mm. PVC insulated copper conductor single core cable etc as reqd. | item no.1108
12.08 | 1200 mm | item no.1109 | 10 | Nos | 2686.54 |  |  | Excess(+) | 1 | Full Conversion | INR | [40 empty] | #VALUE! | #VALUE! | #VALUE! | 12.08 | 1200 mm | item no.1109 | 10 | Nos
12.09 | 1400 mm | item no.1110 | 5 | Nos. | 2865.41 |  |  | Excess(+) | 1 | Full Conversion | INR | [40 empty] | #VALUE! | #VALUE! | #VALUE! | 12.09 | 1400 mm | item no.1110 | 5 | Nos.
12.1 | Supply, Installation of exhaust fan, 1400 rpm 220 volt AC, 50 Hz of following sweep in the existing opening I/c connection, testing, commissioning etc as reqd. | item no.1111 | [52 empty] | 12.1 | Supply, Installation of exhaust fan, 1400 rpm 220 volt AC, 50 Hz of following sweep in the existing opening I/c connection, testing, commissioning etc as reqd. | item no.1111
12.11 | 300 mm | item no.1112 | 1 | Nos. | 3530.91 |  |  | Excess(+) | 1 | Full Conversion | INR | [40 empty] | #VALUE! | #VALUE! | #VALUE! | 12.11 | 300 mm | item no.1112 | 1 | Nos.
12.12 | 380 mm | item no.1113 | 1 | Nos. | 4840.86 |  |  | Excess(+) | 1 | Full Conversion | INR | [40 empty] | #VALUE! | #VALUE! | #VALUE! | 12.12 | 380 mm | item no.1113 | 1 | Nos.
12.13 | 450 mm | item no.1114 | 1 | Nos. | 6336.69 |  |  | Excess(+) | 1 | Full Conversion | INR | [40 empty] | #VALUE! | #VALUE! | #VALUE! | 12.13 | 450 mm | item no.1114 | 1 | Nos.
12.14 | Supplying and fixing Exhaust fan shutter for following sizes exhaust fan on rag bolts as reqd. | item no.1115 | [52 empty] | 12.14 | Supplying and fixing Exhaust fan shutter for following sizes exhaust fan on rag bolts as reqd. | item no.1115
12.15 | 300 mm | item no.1116 | 1 | Nos. | 570.8 |  |  | Excess(+) | 1 | Full Conversion | INR | [40 empty] | #VALUE! | #VALUE! | #VALUE! | 12.15 | 300 mm | item no.1116 | 1 | Nos.
12.16 | 380 mm | item no.1117 | 1 | Nos. | 641.82 |  |  | Excess(+) | 1 | Full Conversion | INR | [40 empty] | #VALUE! | #VALUE! | #VALUE! | 12.16 | 380 mm | item no.1117 | 1 | Nos.
12.17 | 450 mm | item no.1118 | 1 | Nos. | 759.32 |  |  | Excess(+) | 1 | Full Conversion | INR | [40 empty] | #VALUE! | #VALUE! | #VALUE! | 12.17 | 450 mm | item no.1118 | 1 | Nos.
12.18 | Making hole on wall for following size exhaust fan and finishing the same as required. | item no.1119 | [52 empty] | 12.18 | Making hole on wall for following size exhaust fan and finishing the same as required. | item no.1119
12.19 | 300 mm | item no.1120 | 1 | Nos. | 1014.47 |  |  | Excess(+) | 1 | Full Conversion | INR | [40 empty] | #VALUE! | #VALUE! | #VALUE! | 12.19 | 300 mm | item no.1120 | 1 | Nos.
12.2 | 375/380 mm | item no.1121 | 1 | Nos. | 1206.49 |  |  | Excess(+) | 1 | Full Conversion | INR | [40 empty] | #VALUE! | #VALUE! | #VALUE! | 12.2 | 375/380 mm | item no.1121 | 1 | Nos.
12.21 | 450 mm | item no.1122 | 1 | Nos. | 1569.49 |  |  | Excess(+) | 1 | Full Conversion | INR | [40 empty] | #VALUE! | #VALUE! | #VALUE! | 12.21 | 450 mm | item no.1122 | 1 | Nos.
12.22 | Supplying and fixing angle iron 35 mm x 35 mm x 5 mm i/c cutting, welding, painting etc. as reqd. | item no.1123 | 5 | Mtr. | 283.21 |  |  | Excess(+) | 1 | Full Conversion | INR | [40 empty] | #VALUE! | #VALUE! | #VALUE! | 12.22 | Supplying and fixing angle iron 35 mm x 35 mm x 5 mm i/c cutting, welding, painting etc. as reqd. | item no.1123 | 5 | Mtr.
12.23 | Fixing & connecting 1/3 ph temporary service connection from supply source to desired place up to the lead of 50 Mtr. And dismantling the same form source i/c to & fro cartage and submitting the connection /discussion report with final/initial rading in the department as instructed by Engineer in- charge. ( extension board and cable will be supplied by the dept.) | item no.1124 | 5 | Nos. | 337.57 |  |  | Excess(+) | 1 | Full Conversion | INR | [40 empty] | #VALUE! | #VALUE! | #VALUE! | 12.23 | Fixing & connecting 1/3 ph temporary service connection from supply source to desired place up to the lead of 50 Mtr. And dismantling the same form source i/c to & fro cartage and submitting the connection /discussion report with final/initial rading in the department as instructed by Engineer in- charge. ( extension board and cable will be supplied by the dept.) | item no.1124 | 5 | Nos.
12.24 | Supplying and fixing bakelite sheet 6 mm thick complete with required nuts & bolts as reqd. | item no.1125 | 50 | Sq.cm | 1.63 |  |  | Excess(+) | 1 | Full Conversion | INR | [40 empty] | #VALUE! | #VALUE! | #VALUE! | 12.24 | Supplying and fixing bakelite sheet 6 mm thick complete with required nuts & bolts as reqd. | item no.1125 | 50 | Sq.cm
12.25 | Supplying and fixing 3 mm thick phenolic laminated sheet on existing board with brass screw & cup washer etc as reqd. | item no.1126 | 1000 | Sq.cm | 0.56 |  |  | Excess(+) | 1 | Full Conversion | INR | [40 empty] | #VALUE! | #VALUE! | #VALUE! | 12.25 | Supplying and fixing 3 mm thick phenolic laminated sheet on existing board with brass screw & cup washer etc as reqd. | item no.1126 | 1000 | Sq.cm
12.26 | Locating fault in the cable lines with meager etc. and rectifying removing & restoring supply the same & making good the damages etc as reqd. | item no.1127 | 1 | Nos. | 727.75 |  |  | Excess(+) | 1 | Full Conversion | INR | [40 empty] | #VALUE! | #VALUE! | #VALUE! | 12.26 | Locating fault in the cable lines with meager etc. and rectifying removing & restoring supply the same & making good the damages etc as reqd. | item no.1127 | 1 | Nos.
12.27 | Locating fault in wiring rectifying removing & restoring supply the same & making good the damages etc as reqd. | item no.1128 | 5 | Nos. | 202.54 |  |  | Excess(+) | 1 | Full Conversion | INR | [40 empty] | #VALUE! | #VALUE! | #VALUE! | 12.27 | Locating fault in wiring rectifying removing & restoring supply the same & making good the damages etc as reqd. | item no.1128 | 5 | Nos.
12.28 | Dismantling and refixing bakelite sheet any size with screws and cup washers as required | item no.1129 | 20 | sq inch | 1.53 |  |  | Excess(+) | 1 | Full Conversion | INR | [40 empty] | #VALUE! | #VALUE! | #VALUE! | 12.28 | Dismantling and refixing bakelite sheet any size with screws and cup washers as required | item no.1129 | 20 | sq inch
12.29 | Fixing of any type of lamps in the existing fittings as reqd. | item no.1130 | 1 | Nos. | 42.09 |  |  | Excess(+) | 1 | Full Conversion | INR | [40 empty] | #VALUE! | #VALUE! | #VALUE! | 12.29 | Fixing of any type of lamps in the existing fittings as reqd. | item no.1130 | 1 | Nos.
12.3 | Fixing of RJ-45 modular box with cover plate or I/o box for internet on surface/ recessed cutting the wall making good the same as required. ( box and cover plate will be supplied by dept.) | item no.1131 | 5 | Nos. | 70.14 |  |  | Excess(+) | 1 | Full Conversion | INR | [40 empty] | #VALUE! | #VALUE! | #VALUE! | 12.3 | Fixing of RJ-45 modular box with cover plate or I/o box for internet on surface/ recessed cutting the wall making good the same as required. ( box and cover plate will be supplied by dept.) | item no.1131 | 5 | Nos.
12.31 | Dismentaling and refixing of wooden board of any sizess on surface or in recessed etc as reqd. | item no.1132 | 5 | Nos. | 67.51 |  |  | Excess(+) | 1 | Full Conversion | INR | [40 empty] | #VALUE! | #VALUE! | #VALUE! | 12.31 | Dismentaling and refixing of wooden board of any sizess on surface or in recessed etc as reqd. | item no.1132 | 5 | Nos.
12.32 | Providing and fixing DLP plastic trunking of size 105 mm x 50 mm without cover on surface as reqd. | item no.1133 | 50 | Mtr. | 798.77 |  |  | Excess(+) | 1 | Full Conversion | INR | [40 empty] | #VALUE! | #VALUE! | #VALUE! | 12.32 | Providing and fixing DLP plastic trunking of size 105 mm x 50 mm without cover on surface as reqd. | item no.1133 | 50 | Mtr.
12.33 | Providing and fixing DLP plastic trunking of size 105 mm x 50 mm accessories on surface as reqd. | item no.1134 | [52 empty] | 12.33 | Providing and fixing DLP plastic trunking of size 105 mm x 50 mm accessories on surface as reqd. | item no.1134
12.34 | PVC trunking full cover of size 85 mm size | item no.1135 | 50 | Mtr. | 352.48 |  |  | Excess(+) | 1 | Full Conversion | INR | [40 empty] | #VALUE! | #VALUE! | #VALUE! | 12.34 | PVC trunking full cover of size 85 mm size | item no.1135 | 50 | Mtr.
12.35 | End cap | item no.1136 | 10 | Nos. | 158.7 |  |  | Excess(+) | 1 | Full Conversion | INR | [40 empty] | #VALUE! | #VALUE! | #VALUE! | 12.35 | End cap | item no.1136 | 10 | Nos.
12.36 | Internal angle. | item no.1137 | 5 | Nos. | 435.77 |  |  | Excess(+) | 1 | Full Conversion | INR | [40 empty] | #VALUE! | #VALUE! | #VALUE! | 12.36 | Internal angle. | item no.1137 | 5 | Nos.
12.37 | External angle | item no.1138 | 5 | Nos. | 446.3 |  |  | Excess(+) | 1 | Full Conversion | INR | [40 empty] | #VALUE! | #VALUE! | #VALUE! | 12.37 | External angle | item no.1138 | 5 | Nos.
12.38 | flat angle | item no.1139 | 5 | Nos. | 612.01 |  |  | Excess(+) | 1 | Full Conversion | INR | [40 empty] | #VALUE! | #VALUE! | #VALUE! | 12.38 | flat angle | item no.1139 | 5 | Nos.
12.39 | cover joint | item no.1140 | 5 | Nos. | 181.5 |  |  | Excess(+) | 1 | Full Conversion | INR | [40 empty] | #VALUE! | #VALUE! | #VALUE! | 12.39 | cover joint | item no.1140 | 5 | Nos.
12.4 | Base joint | item no.1141 | 5 | Nos. | 75.41 |  |  | Excess(+) | 1 | Full Conversion | INR | [40 empty] | #VALUE! | #VALUE! | #VALUE! | 12.4 | Base joint | item no.1141 | 5 | Nos.
12.41 | Supplying, installation DLP mini- trunking 32mm x 20mm and accessories white-system with independent cover- without central partion etc. as reqd. | item no.1142 | [52 empty] | 12.41 | Supplying, installation DLP mini- trunking 32mm x 20mm and accessories white-system with independent cover- without central partion etc. as reqd. | item no.1142
12.42 | Mini- trunking | item no.1143 | 50 | Mtr. | 184.13 |  |  | Excess(+) | 1 | Full Conversion | INR | [40 empty] | #VALUE! | #VALUE! | #VALUE! | 12.42 | Mini- trunking | item no.1143 | 50 | Mtr.
12.43 | End cap left or right | item no.1144 | 5 | Nos. | 113.11 |  |  | Excess(+) | 1 | Full Conversion | INR | [40 empty] | #VALUE! | #VALUE! | #VALUE! | 12.43 | End cap left or right | item no.1144 | 5 | Nos.
12.44 | Internal/ external angle | item no.1145 | 3 | Nos. | 116.62 |  |  | Excess(+) | 1 | Full Conversion | INR | [40 empty] | #VALUE! | #VALUE! | #VALUE! | 12.44 | Internal/ external angle | item no.1145 | 3 | Nos.
12.45 | Flat angle | item no.1146 | 5 | Nos. | 100.83 |  |  | Excess(+) | 1 | Full Conversion | INR | [40 empty] | #VALUE! | #VALUE! | #VALUE! | 12.45 | Flat angle | item no.1146 | 5 | Nos.
12.46 | Flat junction | item no.1147 | 5 | Nos. | 114.86 |  |  | Excess(+) | 1 | Full Conversion | INR | [40 empty] | #VALUE! | #VALUE! | #VALUE! | 12.46 | Flat junction | item no.1147 | 5 | Nos.
12.47 | Supplying and fixing of 20 mm dia X 2.00 metres long G.I. pipe (medium class) bracket for mounting of fluorescent / HPMV / HPSV street light fitting on pole including bending the pipe to the required shape, 2 nos 40 mm X 3 mm flat iron clamps with nuts, bolts and washer, painting the flat iron with primer and finish paint etc. as required. | item no.1148 | 3 | Mtr. | 788.25 |  |  | Excess(+) | 1 | Full Conversion | INR | [40 empty] | #VALUE! | #VALUE! | #VALUE! | 12.47 | Supplying and fixing of 20 mm dia X 2.00 metres long G.I. pipe (medium class) bracket for mounting of fluorescent / HPMV / HPSV street light fitting on pole including bending the pipe to the required shape, 2 nos 40 mm X 3 mm flat iron clamps with nuts, bolts and washer, painting the flat iron with primer and finish paint etc. as required. | item no.1148 | 3 | Mtr.
12.48 | Supplying, fixing, connecting, testing & commissioning 10-60A, single phase meter 230V, 50 hz, digital LCD type electronic kWH electronic meter i/c sealing the same (sealing material will be supplied by the dept.) Gurantee car having serial no. of the meter to be submitted in the dept. etc. as reqd. | item no.1149 | 30 | Nos. | 1788.69 |  |  | Excess(+) | 1 | Full Conversion | INR | [40 empty] | #VALUE! | #VALUE! | #VALUE! | 12.48 | Supplying, fixing, connecting, testing & commissioning 10-60A, single phase meter 230V, 50 hz, digital LCD type electronic kWH electronic meter i/c sealing the same (sealing material will be supplied by the dept.) Gurantee car having serial no. of the meter to be submitted in the dept. etc. as reqd. | item no.1149 | 30 | Nos.
12.49 | Supplying, fixing, connecting, testing & commissioning /5A, CT operated - LCD display three phase 415 volt, 50 hz, LCD multifunction meter 3PH 4W 240V 5A Cat NO.WR301BC3C00 (Make:HPL or L&T or its equivalent) i/c sealing the same (sealing material will be supplied by the dept.) etc. as reqd. | item no.1150 | 2 | Nos. | 4467.34 |  |  | Excess(+) | 1 | Full Conversion | INR | [40 empty] | #VALUE! | #VALUE! | #VALUE! | 12.49 | Supplying, fixing, connecting, testing & commissioning /5A, CT operated - LCD display three phase 415 volt, 50 hz, LCD multifunction meter 3PH 4W 240V 5A Cat NO.WR301BC3C00 (Make:HPL or L&T or its equivalent) i/c sealing the same (sealing material will be supplied by the dept.) etc. as reqd. | item no.1150 | 2 | Nos.
12.5 | S/F of metal encloser of MCCB 3 pole/ 4 pole i/c rag bolts complete as required. | item no.1151 | 2 | Nos. | 1961.42 |  |  | Excess(+) | 1 | Full Conversion | INR | [40 empty] | #VALUE! | #VALUE! | #VALUE! | 12.5 | S/F of metal encloser of MCCB 3 pole/ 4 pole i/c rag bolts complete as required. | item no.1151 | 2 | Nos.
12.51 | S & F of following size of steel flexible pipe alongwith the accessories on surface/open duct as required. . | item no.1152 | 5 | Mtr | 59.62 |  |  | Excess(+) | 1 | Full Conversion | INR | [40 empty] | #VALUE! | #VALUE! | #VALUE! | 12.51 | S & F of following size of steel flexible pipe alongwith the accessories on surface/open duct as required. . | item no.1152 | 5 | Mtr
12.52 | Supplying and fixing following capacity capacitor suitable for ceiling fan / exhaust fan / air-curtain etc. | item no.1153 | [52 empty] | 12.52 | Supplying and fixing following capacity capacitor suitable for ceiling fan / exhaust fan / air-curtain etc. | item no.1153
12.53 | 2.5mfd | item no.1154 | 10 | Nos. | 93.82 |  |  | Excess(+) | 1 | Full Conversion | INR | [40 empty] | #VALUE! | #VALUE! | #VALUE! | 12.53 | 2.5mfd | item no.1154 | 10 | Nos.
12.54 | 4.0 mfd | item no.1155 | 1 | Nos. | 70.14 |  |  | Excess(+) | 1 | Full Conversion | INR | [40 empty] | #VALUE! | #VALUE! | #VALUE! | 12.54 | 4.0 mfd | item no.1155 | 1 | Nos.
12.55 | 8.0 mfd | item no.1156 | 1 | Nos. | 88.56 |  |  | Excess(+) | 1 | Full Conversion | INR | [40 empty] | #VALUE! | #VALUE! | #VALUE! | 12.55 | 8.0 mfd | item no.1156 | 1 | Nos.
12.56 | Dismantling & refixing of any size fan from normal height | item no.1157 | [52 empty] | 12.56 | Dismantling & refixing of any size fan from normal height | item no.1157
12.57 | ceiling fan | item no.1158 | 5 | Nos. | 169.22 |  |  | Excess(+) | 1 | Full Conversion | INR | [40 empty] | #VALUE! | #VALUE! | #VALUE! | 12.57 | ceiling fan | item no.1158 | 5 | Nos.
12.58 | Exhaust fan | item no.1159 | 1 | Nos. | 554.14 |  |  | Excess(+) | 1 | Full Conversion | INR | [40 empty] | #VALUE! | #VALUE! | #VALUE! | 12.58 | Exhaust fan | item no.1159 | 1 | Nos.
12.59 | Cartage of Ceiling fans and regulator / exhaust fan From store to site as reqd. | item no.1160 | 5 | Nos. | 18.41 |  |  | Excess(+) | 1 | Full Conversion | INR | [40 empty] | #VALUE! | #VALUE! | #VALUE! | 12.59 | Cartage of Ceiling fans and regulator / exhaust fan From store to site as reqd. | item no.1160 | 5 | Nos.
12.6 | Supplying of following numbers ball bearings. | item no.1161 | [52 empty] | 12.6 | Supplying of following numbers ball bearings. | item no.1161
12.61 | 6201 ball bearing | item no.1162 | 5 | Nos. | 41.21 |  |  | Excess(+) | 1 | Full Conversion | INR | [40 empty] | #VALUE! | #VALUE! | #VALUE! | 12.61 | 6201 ball bearing | item no.1162 | 5 | Nos.
12.62 | 6202 ball bearing | item no.1163 | 5 | Nos. | 42.96 |  |  | Excess(+) | 1 | Full Conversion | INR | [40 empty] | #VALUE! | #VALUE! | #VALUE! | 12.62 | 6202 ball bearing | item no.1163 | 5 | Nos.
12.63 | 6203 ball bearing | item no.1164 | 5 | Nos. | 57.87 |  |  | Excess(+) | 1 | Full Conversion | INR | [40 empty] | #VALUE! | #VALUE! | #VALUE! | 12.63 | 6203 ball bearing | item no.1164 | 5 | Nos.
12.64 | 6204 ball bearing | item no.1165 | 5 | Nos. | 90.31 |  |  | Excess(+) | 1 | Full Conversion | INR | [40 empty] | #VALUE! | #VALUE! | #VALUE! | 12.64 | 6204 ball bearing | item no.1165 | 5 | Nos.
12.65 | 6205 ball bearing | item no.1166 | 5 | Nos. | 130.64 |  |  | Excess(+) | 1 | Full Conversion | INR | [40 empty] | #VALUE! | #VALUE! | #VALUE! | 12.65 | 6205 ball bearing | item no.1166 | 5 | Nos.
12.66 | Supplying,fixing ,connecting and commissioning of following rating tap wound current transformers class1,ISF<5 for metering in LT panel including cutting, welding, painting complete as required. | item no.1167 | [52 empty] | 12.66 | Supplying,fixing ,connecting and commissioning of following rating tap wound current transformers class1,ISF<5 for metering in LT panel including cutting, welding, painting complete as required. | item no.1167
12.67 | 50,60,75,100,125,150,180,185,200,240,300, 400,500,600,/5Amp | item no.1168 | 3 | Nos. | 966.24 |  |  | Excess(+) | 1 | Full Conversion | INR | [40 empty] | #VALUE! | #VALUE! | #VALUE! | 12.67 | 50,60,75,100,125,150,180,185,200,240,300, 400,500,600,/5Amp | item no.1168 | 3 | Nos.
12.68 | 800/5Amp | item no.1169 | 3 | Nos. | 1131.08 |  |  | Excess(+) | 1 | Full Conversion | INR | [40 empty] | #VALUE! | #VALUE! | #VALUE! | 12.68 | 800/5Amp | item no.1169 | 3 | Nos.
12.69 | Supplying and fixing of powder coated KWH meter box of size 300 x 350x 150 mm with hinged locakble front door with 6 mm thick bakelite sheet i/c earthing strud painting etc. complete as required. | item no.1170 | 5 | Nos. | 1573.87 |  |  | Excess(+) | 1 | Full Conversion | INR | [40 empty] | #VALUE! | #VALUE! | #VALUE! | 12.69 | Supplying and fixing of powder coated KWH meter box of size 300 x 350x 150 mm with hinged locakble front door with 6 mm thick bakelite sheet i/c earthing strud painting etc. complete as required. | item no.1170 | 5 | Nos.
12.7 | Supplying, fixing, testing & commissioning of LCD display direct operated three phase, 440v, 50 Hz , 10-60 A electronic KWH energy meter of approved make including sealing and submitting the report for the same in the department as instructed by Engineer in-charge. | item no.1171 | 10 | Nos. | 4463.83 |  |  | Excess(+) | 1 | Full Conversion | INR | [40 empty] | #VALUE! | #VALUE! | #VALUE! | 12.7 | Supplying, fixing, testing & commissioning of LCD display direct operated three phase, 440v, 50 Hz , 10-60 A electronic KWH energy meter of approved make including sealing and submitting the report for the same in the department as instructed by Engineer in-charge. | item no.1171 | 10 | Nos.
12.71 | Supplying and fixing connecting and commissioning of AC 230/250 volts, 50 HZ, 200 mm sweep(plastic body) fresh air fan including providing nuts, bolts, mounting frame and other accessories etc. complete as required. | item no.1172 | 2 | Nos. | 1907.06 |  |  | Excess(+) | 1 | Full Conversion | INR | [40 empty] | #VALUE! | #VALUE! | #VALUE! | 12.71 | Supplying and fixing connecting and commissioning of AC 230/250 volts, 50 HZ, 200 mm sweep(plastic body) fresh air fan including providing nuts, bolts, mounting frame and other accessories etc. complete as required. | item no.1172 | 2 | Nos.
12.72 | Supply, Installation of exhaust fan, 900 rpm 220 volt AC, 50 Hz of following sweep in the existing opening I/c connection, testing, commissioning etc to make complete as reqd. | item no.1173 | [52 empty] | 12.72 | Supply, Installation of exhaust fan, 900 rpm 220 volt AC, 50 Hz of following sweep in the existing opening I/c connection, testing, commissioning etc to make complete as reqd. | item no.1173
12.73 | 230 mm (Metallic Body) | item no.1174 | 2 | Nos. | 2298.11 |  |  | Excess(+) | 1 | Full Conversion | INR | [40 empty] | #VALUE! | #VALUE! | #VALUE! | 12.73 | 230 mm (Metallic Body) | item no.1174 | 2 | Nos.
Total in Figures | [51 empty] | #VALUE! | #REF! | #VALUE!
Quoted Rate in Figures |  |  |  | Select | [47 empty] | 0 | 0 | #VALUE!
Quoted Rate in Words |  | #VALUE!
Note on K16: gepadmin: 1. If you choose "Full Conversion" then Column BA (AMOUNT) and Column BB (TAXES) BOTH values will be convert based on selected Currency in (Column L). 2. If you choose "Partial Conversion" then Column BA (AMOUNT) only will be converted based on selected currency (Column L) and Column BB (TAXES) value (INR) will be added to the converted values.
Note on K17: gepadmin: 1. If you choose "Full Conversion" then Column BA (AMOUNT) and Column BB (TAXES) BOTH values will be convert based on selected Currency in (Column L). 2. If you choose "Partial Conversion" then Column BA (AMOUNT) only will be converted based on selected currency (Column L) and Column BB (TAXES) value (INR) will be added to the converted values.
Note on K20: gepadmin: 1. If you choose "Full Conversion" then Column BA (AMOUNT) and Column BB (TAXES) BOTH values will be convert based on selected Currency in (Column L). 2. If you choose "Partial Conversion" then Column BA (AMOUNT) only will be converted based on selected currency (Column L) and Column BB (TAXES) value (INR) will be added to the converted values.
Note on K22: gepadmin: 1. If you choose "Full Conversion" then Column BA (AMOUNT) and Column BB (TAXES) BOTH values will be convert based on selected Currency in (Column L). 2. If you choose "Partial Conversion" then Column BA (AMOUNT) only will be converted based on selected currency (Column L) and Column BB (TAXES) value (INR) will be added to the converted values.
Note on K25: gepadmin: 1. If you choose "Full Conversion" then Column BA (AMOUNT) and Column BB (TAXES) BOTH values will be convert based on selected Currency in (Column L). 2. If you choose "Partial Conversion" then Column BA (AMOUNT) only will be converted based on selected currency (Column L) and Column BB (TAXES) value (INR) will be added to the converted values.
Note on K26: gepadmin: 1. If you choose "Full Conversion" then Column BA (AMOUNT) and Column BB (TAXES) BOTH values will be convert based on selected Currency in (Column L). 2. If you choose "Partial Conversion" then Column BA (AMOUNT) only will be converted based on selected currency (Column L) and Column BB (TAXES) value (INR) will be added to the converted values.
Note on K27: gepadmin: 1. If you choose "Full Conversion" then Column BA (AMOUNT) and Column BB (TAXES) BOTH values will be convert based on selected Currency in (Column L). 2. If you choose "Partial Conversion" then Column BA (AMOUNT) only will be converted based on selected currency (Column L) and Column BB (TAXES) value (INR) will be added to the converted values.
Note on K28: gepadmin: 1. If you choose "Full Conversion" then Column BA (AMOUNT) and Column BB (TAXES) BOTH values will be convert based on selected Currency in (Column L). 2. If you choose "Partial Conversion" then Column BA (AMOUNT) only will be converted based on selected currency (Column L) and Column BB (TAXES) value (INR) will be added to the converted values.
Note on K35: gepadmin: 1. If you choose "Full Conversion" then Column BA (AMOUNT) and Column BB (TAXES) BOTH values will be convert based on selected Currency in (Column L). 2. If you choose "Partial Conversion" then Column BA (AMOUNT) only will be converted based on selected currency (Column L) and Column BB (TAXES) value (INR) will be added to the converted values.
Note on K36: gepadmin: 1. If you choose "Full Conversion" then Column BA (AMOUNT) and Column BB (TAXES) BOTH values will be convert based on selected Currency in (Column L). 2. If you choose "Partial Conversion" then Column BA (AMOUNT) only will be converted based on selected currency (Column L) and Column BB (TAXES) value (INR) will be added to the converted values.
Note on K40: gepadmin: 1. If you choose "Full Conversion" then Column BA (AMOUNT) and Column BB (TAXES) BOTH values will be convert based on selected Currency in (Column L). 2. If you choose "Partial Conversion" then Column BA (AMOUNT) only will be converted based on selected currency (Column L) and Column BB (TAXES) value (INR) will be added to the converted values.
Note on K42: gepadmin: 1. If you choose "Full Conversion" then Column BA (AMOUNT) and Column BB (TAXES) BOTH values will be convert based on selected Currency in (Column L). 2. If you choose "Partial Conversion" then Column BA (AMOUNT) only will be converted based on selected currency (Column L) and Column BB (TAXES) value (INR) will be added to the converted values.
Note on K44: gepadmin: 1. If you choose "Full Conversion" then Column BA (AMOUNT) and Column BB (TAXES) BOTH values will be convert based on selected Currency in (Column L). 2. If you choose "Partial Conversion" then Column BA (AMOUNT) only will be converted based on selected currency (Column L) and Column BB (TAXES) value (INR) will be added to the converted values.
Note on K46: gepadmin: 1. If you choose "Full Conversion" then Column BA (AMOUNT) and Column BB (TAXES) BOTH values will be convert based on selected Currency in (Column L). 2. If you choose "Partial Conversion" then Column BA (AMOUNT) only will be converted based on selected currency (Column L) and Column BB (TAXES) value (INR) will be added to the converted values.
Note on K49: gepadmin: 1. If you choose "Full Conversion" then Column BA (AMOUNT) and Column BB (TAXES) BOTH values will be convert based on selected Currency in (Column L). 2. If you choose "Partial Conversion" then Column BA (AMOUNT) only will be converted based on selected currency (Column L) and Column BB (TAXES) value (INR) will be added to the converted values.
Note on K51: gepadmin: 1. If you choose "Full Conversion" then Column BA (AMOUNT) and Column BB (TAXES) BOTH values will be convert based on selected Currency in (Column L). 2. If you choose "Partial Conversion" then Column BA (AMOUNT) only will be converted based on selected currency (Column L) and Column BB (TAXES) value (INR) will be added to the converted values.
Note on K52: gepadmin: 1. If you choose "Full Conversion" then Column BA (AMOUNT) and Column BB (TAXES) BOTH values will be convert based on selected Currency in (Column L). 2. If you choose "Partial Conversion" then Column BA (AMOUNT) only will be converted based on selected currency (Column L) and Column BB (TAXES) value (INR) will be added to the converted values.
Note on K55: gepadmin: 1. If you choose "Full Conversion" then Column BA (AMOUNT) and Column BB (TAXES) BOTH values will be convert based on selected Currency in (Column L). 2. If you choose "Partial Conversion" then Column BA (AMOUNT) only will be converted based on selected currency (Column L) and Column BB (TAXES) value (INR) will be added to the converted values.
Note on K56: gepadmin: 1. If you choose "Full Conversion" then Column BA (AMOUNT) and Column BB (TAXES) BOTH values will be convert based on selected Currency in (Column L). 2. If you choose "Partial Conversion" then Column BA (AMOUNT) only will be converted based on selected currency (Column L) and Column BB (TAXES) value (INR) will be added to the converted values.
Note on K58: gepadmin: 1. If you choose "Full Conversion" then Column BA (AMOUNT) and Column BB (TAXES) BOTH values will be convert based on selected Currency in (Column L). 2. If you choose "Partial Conversion" then Column BA (AMOUNT) only will be converted based on selected currency (Column L) and Column BB (TAXES) value (INR) will be added to the converted values.
Note on K59: gepadmin: 1. If you choose "Full Conversion" then Column BA (AMOUNT) and Column BB (TAXES) BOTH values will be convert based on selected Currency in (Column L). 2. If you choose "Partial Conversion" then Column BA (AMOUNT) only will be converted based on selected currency (Column L) and Column BB (TAXES) value (INR) will be added to the converted values.
Note on K61: gepadmin: 1. If you choose "Full Conversion" then Column BA (AMOUNT) and Column BB (TAXES) BOTH values will be convert based on selected Currency in (Column L). 2. If you choose "Partial Conversion" then Column BA (AMOUNT) only will be converted based on selected currency (Column L) and Column BB (TAXES) value (INR) will be added to the converted values.
Note on K63: gepadmin: 1. If you choose "Full Conversion" then Column BA (AMOUNT) and Column BB (TAXES) BOTH values will be convert based on selected Currency in (Column L). 2. If you choose "Partial Conversion" then Column BA (AMOUNT) only will be converted based on selected currency (Column L) and Column BB (TAXES) value (INR) will be added to the converted values.
Note on K64: gepadmin: 1. If you choose "Full Conversion" then Column BA (AMOUNT) and Column BB (TAXES) BOTH values will be convert based on selected Currency in (Column L). 2. If you choose "Partial Conversion" then Column BA (AMOUNT) only will be converted based on selected currency (Column L) and Column BB (TAXES) value (INR) will be added to the converted values.
Note on K65: gepadmin: 1. If you choose "Full Conversion" then Column BA (AMOUNT) and Column BB (TAXES) BOTH values will be convert based on selected Currency in (Column L). 2. If you choose "Partial Conversion" then Column BA (AMOUNT) only will be converted based on selected currency (Column L) and Column BB (TAXES) value (INR) will be added to the converted values.
Note on K69: gepadmin: 1. If you choose "Full Conversion" then Column BA (AMOUNT) and Column BB (TAXES) BOTH values will be convert based on selected Currency in (Column L). 2. If you choose "Partial Conversion" then Column BA (AMOUNT) only will be converted based on selected currency (Column L) and Column BB (TAXES) value (INR) will be added to the converted values.
Note on K70: gepadmin: 1. If you choose "Full Conversion" then Column BA (AMOUNT) and Column BB (TAXES) BOTH values will be convert based on selected Currency in (Column L). 2. If you choose "Partial Conversion" then Column BA (AMOUNT) only will be converted based on selected currency (Column L) and Column BB (TAXES) value (INR) will be added to the converted values.
Note on K78: gepadmin: 1. If you choose "Full Conversion" then Column BA (AMOUNT) and Column BB (TAXES) BOTH values will be convert based on selected Currency in (Column L). 2. If you choose "Partial Conversion" then Column BA (AMOUNT) only will be converted based on selected currency (Column L) and Column BB (TAXES) value (INR) will be added to the converted values.
Note on K82: gepadmin: 1. If you choose "Full Conversion" then Column BA (AMOUNT) and Column BB (TAXES) BOTH values will be convert based on selected Currency in (Column L). 2. If you choose "Partial Conversion" then Column BA (AMOUNT) only will be converted based on selected currency (Column L) and Column BB (TAXES) value (INR) will be added to the converted values.
Note on K85: gepadmin: 1. If you choose "Full Conversion" then Column BA (AMOUNT) and Column BB (TAXES) BOTH values will be convert based on selected Currency in (Column L). 2. If you choose "Partial Conversion" then Column BA (AMOUNT) only will be converted based on selected currency (Column L) and Column BB (TAXES) value (INR) will be added to the converted values.
Note on K87: gepadmin: 1. If you choose "Full Conversion" then Column BA (AMOUNT) and Column BB (TAXES) BOTH values will be convert based on selected Currency in (Column L). 2. If you choose "Partial Conversion" then Column BA (AMOUNT) only will be converted based on selected currency (Column L) and Column BB (TAXES) value (INR) will be added to the converted values.
Note on K92: gepadmin: 1. If you choose "Full Conversion" then Column BA (AMOUNT) and Column BB (TAXES) BOTH values will be convert based on selected Currency in (Column L). 2. If you choose "Partial Conversion" then Column BA (AMOUNT) only will be converted based on selected currency (Column L) and Column BB (TAXES) value (INR) will be added to the converted values.
Note on K94: gepadmin: 1. If you choose "Full Conversion" then Column BA (AMOUNT) and Column BB (TAXES) BOTH values will be convert based on selected Currency in (Column L). 2. If you choose "Partial Conversion" then Column BA (AMOUNT) only will be converted based on selected currency (Column L) and Column BB (TAXES) value (INR) will be added to the converted values.
Note on K98: gepadmin: 1. If you choose "Full Conversion" then Column BA (AMOUNT) and Column BB (TAXES) BOTH values will be convert based on selected Currency in (Column L). 2. If you choose "Partial Conversion" then Column BA (AMOUNT) only will be converted based on selected currency (Column L) and Column BB (TAXES) value (INR) will be added to the converted values.
Note on K100: gepadmin: 1. If you choose "Full Conversion" then Column BA (AMOUNT) and Column BB (TAXES) BOTH values will be convert based on selected Currency in (Column L). 2. If you choose "Partial Conversion" then Column BA (AMOUNT) only will be converted based on selected currency (Column L) and Column BB (TAXES) value (INR) will be added to the converted values.
Note on K102: gepadmin: 1. If you choose "Full Conversion" then Column BA (AMOUNT) and Column BB (TAXES) BOTH values will be convert based on selected Currency in (Column L). 2. If you choose "Partial Conversion" then Column BA (AMOUNT) only will be converted based on selected currency (Column L) and Column BB (TAXES) value (INR) will be added to the converted values.
Note on K103: gepadmin: 1. If you choose "Full Conversion" then Column BA (AMOUNT) and Column BB (TAXES) BOTH values will be convert based on selected Currency in (Column L). 2. If you choose "Partial Conversion" then Column BA (AMOUNT) only will be converted based on selected currency (Column L) and Column BB (TAXES) value (INR) will be added to the converted values.
Note on K107: gepadmin: 1. If you choose "Full Conversion" then Column BA (AMOUNT) and Column BB (TAXES) BOTH values will be convert based on selected Currency in (Column L). 2. If you choose "Partial Conversion" then Column BA (AMOUNT) only will be converted based on selected currency (Column L) and Column BB (TAXES) value (INR) will be added to the converted values.
Note on K110: gepadmin: 1. If you choose "Full Conversion" then Column BA (AMOUNT) and Column BB (TAXES) BOTH values will be convert based on selected Currency in (Column L). 2. If you choose "Partial Conversion" then Column BA (AMOUNT) only will be converted based on selected currency (Column L) and Column BB (TAXES) value (INR) will be added to the converted values.
Note on K113: gepadmin: 1. If you choose "Full Conversion" then Column BA (AMOUNT) and Column BB (TAXES) BOTH values will be convert based on selected Currency in (Column L). 2. If you choose "Partial Conversion" then Column BA (AMOUNT) only will be converted based on selected currency (Column L) and Column BB (TAXES) value (INR) will be added to the converted values.
Note on K116: gepadmin: 1. If you choose "Full Conversion" then Column BA (AMOUNT) and Column BB (TAXES) BOTH values will be convert based on selected Currency in (Column L). 2. If you choose "Partial Conversion" then Column BA (AMOUNT) only will be converted based on selected currency (Column L) and Column BB (TAXES) value (INR) will be added to the converted values.
Note on K119: gepadmin: 1. If you choose "Full Conversion" then Column BA (AMOUNT) and Column BB (TAXES) BOTH values will be convert based on selected Currency in (Column L). 2. If you choose "Partial Conversion" then Column BA (AMOUNT) only will be converted based on selected currency (Column L) and Column BB (TAXES) value (INR) will be added to the converted values.
Note on K120: gepadmin: 1. If you choose "Full Conversion" then Column BA (AMOUNT) and Column BB (TAXES) BOTH values will be convert based on selected Currency in (Column L). 2. If you choose "Partial Conversion" then Column BA (AMOUNT) only will be converted based on selected currency (Column L) and Column BB (TAXES) value (INR) will be added to the converted values.
Note on K123: gepadmin: 1. If you choose "Full Conversion" then Column BA (AMOUNT) and Column BB (TAXES) BOTH values will be convert based on selected Currency in (Column L). 2. If you choose "Partial Conversion" then Column BA (AMOUNT) only will be converted based on selected currency (Column L) and Column BB (TAXES) value (INR) will be added to the converted values.
Note on K128: gepadmin: 1. If you choose "Full Conversion" then Column BA (AMOUNT) and Column BB (TAXES) BOTH values will be convert based on selected Currency in (Column L). 2. If you choose "Partial Conversion" then Column BA (AMOUNT) only will be converted based on selected currency (Column L) and Column BB (TAXES) value (INR) will be added to the converted values.
Note on K132: gepadmin: 1. If you choose "Full Conversion" then Column BA (AMOUNT) and Column BB (TAXES) BOTH values will be convert based on selected Currency in (Column L). 2. If you choose "Partial Conversion" then Column BA (AMOUNT) only will be converted based on selected currency (Column L) and Column BB (TAXES) value (INR) will be added to the converted values.
Note on K135: gepadmin: 1. If you choose "Full Conversion" then Column BA (AMOUNT) and Column BB (TAXES) BOTH values will be convert based on selected Currency in (Column L). 2. If you choose "Partial Conversion" then Column BA (AMOUNT) only will be converted based on selected currency (Column L) and Column BB (TAXES) value (INR) will be added to the converted values.
Note on K137: gepadmin: 1. If you choose "Full Conversion" then Column BA (AMOUNT) and Column BB (TAXES) BOTH values will be convert based on selected Currency in (Column L). 2. If you choose "Partial Conversion" then Column BA (AMOUNT) only will be converted based on selected currency (Column L) and Column BB (TAXES) value (INR) will be added to the converted values.
Note on K139: gepadmin: 1. If you choose "Full Conversion" then Column BA (AMOUNT) and Column BB (TAXES) BOTH values will be convert based on selected Currency in (Column L). 2. If you choose "Partial Conversion" then Column BA (AMOUNT) only will be converted based on selected currency (Column L) and Column BB (TAXES) value (INR) will be added to the converted values.
Note on K142: gepadmin: 1. If you choose "Full Conversion" then Column BA (AMOUNT) and Column BB (TAXES) BOTH values will be convert based on selected Currency in (Column L). 2. If you choose "Partial Conversion" then Column BA (AMOUNT) only will be converted based on selected currency (Column L) and Column BB (TAXES) value (INR) will be added to the converted values.
Note on K143: gepadmin: 1. If you choose "Full Conversion" then Column BA (AMOUNT) and Column BB (TAXES) BOTH values will be convert based on selected Currency in (Column L). 2. If you choose "Partial Conversion" then Column BA (AMOUNT) only will be converted based on selected currency (Column L) and Column BB (TAXES) value (INR) will be added to the converted values.
Note on K145: gepadmin: 1. If you choose "Full Conversion" then Column BA (AMOUNT) and Column BB (TAXES) BOTH values will be convert based on selected Currency in (Column L). 2. If you choose "Partial Conversion" then Column BA (AMOUNT) only will be converted based on selected currency (Column L) and Column BB (TAXES) value (INR) will be added to the converted values.
Note on K150: gepadmin: 1. If you choose "Full Conversion" then Column BA (AMOUNT) and Column BB (TAXES) BOTH values will be convert based on selected Currency in (Column L). 2. If you choose "Partial Conversion" then Column BA (AMOUNT) only will be converted based on selected currency (Column L) and Column BB (TAXES) value (INR) will be added to the converted values.
Note on K153: gepadmin: 1. If you choose "Full Conversion" then Column BA (AMOUNT) and Column BB (TAXES) BOTH values will be convert based on selected Currency in (Column L). 2. If you choose "Partial Conversion" then Column BA (AMOUNT) only will be converted based on selected currency (Column L) and Column BB (TAXES) value (INR) will be added to the converted values.
Note on K157: gepadmin: 1. If you choose "Full Conversion" then Column BA (AMOUNT) and Column BB (TAXES) BOTH values will be convert based on selected Currency in (Column L). 2. If you choose "Partial Conversion" then Column BA (AMOUNT) only will be converted based on selected currency (Column L) and Column BB (TAXES) value (INR) will be added to the converted values.
Note on K158: gepadmin: 1. If you choose "Full Conversion" then Column BA (AMOUNT) and Column BB (TAXES) BOTH values will be convert based on selected Currency in (Column L). 2. If you choose "Partial Conversion" then Column BA (AMOUNT) only will be converted based on selected currency (Column L) and Column BB (TAXES) value (INR) will be added to the converted values.
Note on K160: gepadmin: 1. If you choose "Full Conversion" then Column BA (AMOUNT) and Column BB (TAXES) BOTH values will be convert based on selected Currency in (Column L). 2. If you choose "Partial Conversion" then Column BA (AMOUNT) only will be converted based on selected currency (Column L) and Column BB (TAXES) value (INR) will be added to the converted values.
Note on K163: gepadmin: 1. If you choose "Full Conversion" then Column BA (AMOUNT) and Column BB (TAXES) BOTH values will be convert based on selected Currency in (Column L). 2. If you choose "Partial Conversion" then Column BA (AMOUNT) only will be converted based on selected currency (Column L) and Column BB (TAXES) value (INR) will be added to the converted values.
Note on K164: gepadmin: 1. If you choose "Full Conversion" then Column BA (AMOUNT) and Column BB (TAXES) BOTH values will be convert based on selected Currency in (Column L). 2. If you choose "Partial Conversion" then Column BA (AMOUNT) only will be converted based on selected currency (Column L) and Column BB (TAXES) value (INR) will be added to the converted values.
Note on K166: gepadmin: 1. If you choose "Full Conversion" then Column BA (AMOUNT) and Column BB (TAXES) BOTH values will be convert based on selected Currency in (Column L). 2. If you choose "Partial Conversion" then Column BA (AMOUNT) only will be converted based on selected currency (Column L) and Column BB (TAXES) value (INR) will be added to the converted values.
Note on K167: gepadmin: 1. If you choose "Full Conversion" then Column BA (AMOUNT) and Column BB (TAXES) BOTH values will be convert based on selected Currency in (Column L). 2. If you choose "Partial Conversion" then Column BA (AMOUNT) only will be converted based on selected currency (Column L) and Column BB (TAXES) value (INR) will be added to the converted values.
Note on K169: gepadmin: 1. If you choose "Full Conversion" then Column BA (AMOUNT) and Column BB (TAXES) BOTH values will be convert based on selected Currency in (Column L). 2. If you choose "Partial Conversion" then Column BA (AMOUNT) only will be converted based on selected currency (Column L) and Column BB (TAXES) value (INR) will be added to the converted values.
Note on K171: gepadmin: 1. If you choose "Full Conversion" then Column BA (AMOUNT) and Column BB (TAXES) BOTH values will be convert based on selected Currency in (Column L). 2. If you choose "Partial Conversion" then Column BA (AMOUNT) only will be converted based on selected currency (Column L) and Column BB (TAXES) value (INR) will be added to the converted values.
Note on K172: gepadmin: 1. If you choose "Full Conversion" then Column BA (AMOUNT) and Column BB (TAXES) BOTH values will be convert based on selected Currency in (Column L). 2. If you choose "Partial Conversion" then Column BA (AMOUNT) only will be converted based on selected currency (Column L) and Column BB (TAXES) value (INR) will be added to the converted values.
Note on K175: gepadmin: 1. If you choose "Full Conversion" then Column BA (AMOUNT) and Column BB (TAXES) BOTH values will be convert based on selected Currency in (Column L). 2. If you choose "Partial Conversion" then Column BA (AMOUNT) only will be converted based on selected currency (Column L) and Column BB (TAXES) value (INR) will be added to the converted values.
Note on K176: gepadmin: 1. If you choose "Full Conversion" then Column BA (AMOUNT) and Column BB (TAXES) BOTH values will be convert based on selected Currency in (Column L). 2. If you choose "Partial Conversion" then Column BA (AMOUNT) only will be converted based on selected currency (Column L) and Column BB (TAXES) value (INR) will be added to the converted values.
Note on K179: gepadmin: 1. If you choose "Full Conversion" then Column BA (AMOUNT) and Column BB (TAXES) BOTH values will be convert based on selected Currency in (Column L). 2. If you choose "Partial Conversion" then Column BA (AMOUNT) only will be converted based on selected currency (Column L) and Column BB (TAXES) value (INR) will be added to the converted values.
Note on K180: gepadmin: 1. If you choose "Full Conversion" then Column BA (AMOUNT) and Column BB (TAXES) BOTH values will be convert based on selected Currency in (Column L). 2. If you choose "Partial Conversion" then Column BA (AMOUNT) only will be converted based on selected currency (Column L) and Column BB (TAXES) value (INR) will be added to the converted values.
Note on K183: gepadmin: 1. If you choose "Full Conversion" then Column BA (AMOUNT) and Column BB (TAXES) BOTH values will be convert based on selected Currency in (Column L). 2. If you choose "Partial Conversion" then Column BA (AMOUNT) only will be converted based on selected currency (Column L) and Column BB (TAXES) value (INR) will be added to the converted values.
Note on K187: gepadmin: 1. If you choose "Full Conversion" then Column BA (AMOUNT) and Column BB (TAXES) BOTH values will be convert based on selected Currency in (Column L). 2. If you choose "Partial Conversion" then Column BA (AMOUNT) only will be converted based on selected currency (Column L) and Column BB (TAXES) value (INR) will be added to the converted values.
Note on K191: gepadmin: 1. If you choose "Full Conversion" then Column BA (AMOUNT) and Column BB (TAXES) BOTH values will be convert based on selected Currency in (Column L). 2. If you choose "Partial Conversion" then Column BA (AMOUNT) only will be converted based on selected currency (Column L) and Column BB (TAXES) value (INR) will be added to the converted values.
Note on K195: gepadmin: 1. If you choose "Full Conversion" then Column BA (AMOUNT) and Column BB (TAXES) BOTH values will be convert based on selected Currency in (Column L). 2. If you choose "Partial Conversion" then Column BA (AMOUNT) only will be converted based on selected currency (Column L) and Column BB (TAXES) value (INR) will be added to the converted values.
Note on K197: gepadmin: 1. If you choose "Full Conversion" then Column BA (AMOUNT) and Column BB (TAXES) BOTH values will be convert based on selected Currency in (Column L). 2. If you choose "Partial Conversion" then Column BA (AMOUNT) only will be converted based on selected currency (Column L) and Column BB (TAXES) value (INR) will be added to the converted values.
Note on K198: gepadmin: 1. If you choose "Full Conversion" then Column BA (AMOUNT) and Column BB (TAXES) BOTH values will be convert based on selected Currency in (Column L). 2. If you choose "Partial Conversion" then Column BA (AMOUNT) only will be converted based on selected currency (Column L) and Column BB (TAXES) value (INR) will be added to the converted values.
Note on K201: gepadmin: 1. If you choose "Full Conversion" then Column BA (AMOUNT) and Column BB (TAXES) BOTH values will be convert based on selected Currency in (Column L). 2. If you choose "Partial Conversion" then Column BA (AMOUNT) only will be converted based on selected currency (Column L) and Column BB (TAXES) value (INR) will be added to the converted values.
Note on K203: gepadmin: 1. If you choose "Full Conversion" then Column BA (AMOUNT) and Column BB (TAXES) BOTH values will be convert based on selected Currency in (Column L). 2. If you choose "Partial Conversion" then Column BA (AMOUNT) only will be converted based on selected currency (Column L) and Column BB (TAXES) value (INR) will be added to the converted values.
Note on K206: gepadmin: 1. If you choose "Full Conversion" then Column BA (AMOUNT) and Column BB (TAXES) BOTH values will be convert based on selected Currency in (Column L). 2. If you choose "Partial Conversion" then Column BA (AMOUNT) only will be converted based on selected currency (Column L) and Column BB (TAXES) value (INR) will be added to the converted values.
Note on K208: gepadmin: 1. If you choose "Full Conversion" then Column BA (AMOUNT) and Column BB (TAXES) BOTH values will be convert based on selected Currency in (Column L). 2. If you choose "Partial Conversion" then Column BA (AMOUNT) only will be converted based on selected currency (Column L) and Column BB (TAXES) value (INR) will be added to the converted values.
Note on K209: gepadmin: 1. If you choose "Full Conversion" then Column BA (AMOUNT) and Column BB (TAXES) BOTH values will be convert based on selected Currency in (Column L). 2. If you choose "Partial Conversion" then Column BA (AMOUNT) only will be converted based on selected currency (Column L) and Column BB (TAXES) value (INR) will be added to the converted values.
Note on K213: gepadmin: 1. If you choose "Full Conversion" then Column BA (AMOUNT) and Column BB (TAXES) BOTH values will be convert based on selected Currency in (Column L). 2. If you choose "Partial Conversion" then Column BA (AMOUNT) only will be converted based on selected currency (Column L) and Column BB (TAXES) value (INR) will be added to the converted values.
Note on K215: gepadmin: 1. If you choose "Full Conversion" then Column BA (AMOUNT) and Column BB (TAXES) BOTH values will be convert based on selected Currency in (Column L). 2. If you choose "Partial Conversion" then Column BA (AMOUNT) only will be converted based on selected currency (Column L) and Column BB (TAXES) value (INR) will be added to the converted values.
Note on K216: gepadmin: 1. If you choose "Full Conversion" then Column BA (AMOUNT) and Column BB (TAXES) BOTH values will be convert based on selected Currency in (Column L). 2. If you choose "Partial Conversion" then Column BA (AMOUNT) only will be converted based on selected currency (Column L) and Column BB (TAXES) value (INR) will be added to the converted values.
Note on K218: gepadmin: 1. If you choose "Full Conversion" then Column BA (AMOUNT) and Column BB (TAXES) BOTH values will be convert based on selected Currency in (Column L). 2. If you choose "Partial Conversion" then Column BA (AMOUNT) only will be converted based on selected currency (Column L) and Column BB (TAXES) value (INR) will be added to the converted values.
Note on K220: gepadmin: 1. If you choose "Full Conversion" then Column BA (AMOUNT) and Column BB (TAXES) BOTH values will be convert based on selected Currency in (Column L). 2. If you choose "Partial Conversion" then Column BA (AMOUNT) only will be converted based on selected currency (Column L) and Column BB (TAXES) value (INR) will be added to the converted values.
Note on K222: gepadmin: 1. If you choose "Full Conversion" then Column BA (AMOUNT) and Column BB (TAXES) BOTH values will be convert based on selected Currency in (Column L). 2. If you choose "Partial Conversion" then Column BA (AMOUNT) only will be converted based on selected currency (Column L) and Column BB (TAXES) value (INR) will be added to the converted values.
Note on K223: gepadmin: 1. If you choose "Full Conversion" then Column BA (AMOUNT) and Column BB (TAXES) BOTH values will be convert based on selected Currency in (Column L). 2. If you choose "Partial Conversion" then Column BA (AMOUNT) only will be converted based on selected currency (Column L) and Column BB (TAXES) value (INR) will be added to the converted values.
Note on K224: gepadmin: 1. If you choose "Full Conversion" then Column BA (AMOUNT) and Column BB (TAXES) BOTH values will be convert based on selected Currency in (Column L). 2. If you choose "Partial Conversion" then Column BA (AMOUNT) only will be converted based on selected currency (Column L) and Column BB (TAXES) value (INR) will be added to the converted values.
Note on K225: gepadmin: 1. If you choose "Full Conversion" then Column BA (AMOUNT) and Column BB (TAXES) BOTH values will be convert based on selected Currency in (Column L). 2. If you choose "Partial Conversion" then Column BA (AMOUNT) only will be converted based on selected currency (Column L) and Column BB (TAXES) value (INR) will be added to the converted values.
Note on K228: gepadmin: 1. If you choose "Full Conversion" then Column BA (AMOUNT) and Column BB (TAXES) BOTH values will be convert based on selected Currency in (Column L). 2. If you choose "Partial Conversion" then Column BA (AMOUNT) only will be converted based on selected currency (Column L) and Column BB (TAXES) value (INR) will be added to the converted values.
Note on K231: gepadmin: 1. If you choose "Full Conversion" then Column BA (AMOUNT) and Column BB (TAXES) BOTH values will be convert based on selected Currency in (Column L). 2. If you choose "Partial Conversion" then Column BA (AMOUNT) only will be converted based on selected currency (Column L) and Column BB (TAXES) value (INR) will be added to the converted values.
Note on K233: gepadmin: 1. If you choose "Full Conversion" then Column BA (AMOUNT) and Column BB (TAXES) BOTH values will be convert based on selected Currency in (Column L). 2. If you choose "Partial Conversion" then Column BA (AMOUNT) only will be converted based on selected currency (Column L) and Column BB (TAXES) value (INR) will be added to the converted values.
Note on K241: gepadmin: 1. If you choose "Full Conversion" then Column BA (AMOUNT) and Column BB (TAXES) BOTH values will be convert based on selected Currency in (Column L). 2. If you choose "Partial Conversion" then Column BA (AMOUNT) only will be converted based on selected currency (Column L) and Column BB (TAXES) value (INR) will be added to the converted values.
Note on K243: gepadmin: 1. If you choose "Full Conversion" then Column BA (AMOUNT) and Column BB (TAXES) BOTH values will be convert based on selected Currency in (Column L). 2. If you choose "Partial Conversion" then Column BA (AMOUNT) only will be converted based on selected currency (Column L) and Column BB (TAXES) value (INR) will be added to the converted values.
Note on K249: gepadmin: 1. If you choose "Full Conversion" then Column BA (AMOUNT) and Column BB (TAXES) BOTH values will be convert based on selected Currency in (Column L). 2. If you choose "Partial Conversion" then Column BA (AMOUNT) only will be converted based on selected currency (Column L) and Column BB (TAXES) value (INR) will be added to the converted values.
Note on K250: gepadmin: 1. If you choose "Full Conversion" then Column BA (AMOUNT) and Column BB (TAXES) BOTH values will be convert based on selected Currency in (Column L). 2. If you choose "Partial Conversion" then Column BA (AMOUNT) only will be converted based on selected currency (Column L) and Column BB (TAXES) value (INR) will be added to the converted values.
Note on K252: gepadmin: 1. If you choose "Full Conversion" then Column BA (AMOUNT) and Column BB (TAXES) BOTH values will be convert based on selected Currency in (Column L). 2. If you choose "Partial Conversion" then Column BA (AMOUNT) only will be converted based on selected currency (Column L) and Column BB (TAXES) value (INR) will be added to the converted values.
Note on K254: gepadmin: 1. If you choose "Full Conversion" then Column BA (AMOUNT) and Column BB (TAXES) BOTH values will be convert based on selected Currency in (Column L). 2. If you choose "Partial Conversion" then Column BA (AMOUNT) only will be converted based on selected currency (Column L) and Column BB (TAXES) value (INR) will be added to the converted values.
Note on K259: gepadmin: 1. If you choose "Full Conversion" then Column BA (AMOUNT) and Column BB (TAXES) BOTH values will be convert based on selected Currency in (Column L). 2. If you choose "Partial Conversion" then Column BA (AMOUNT) only will be converted based on selected currency (Column L) and Column BB (TAXES) value (INR) will be added to the converted values.
Note on K261: gepadmin: 1. If you choose "Full Conversion" then Column BA (AMOUNT) and Column BB (TAXES) BOTH values will be convert based on selected Currency in (Column L). 2. If you choose "Partial Conversion" then Column BA (AMOUNT) only will be converted based on selected currency (Column L) and Column BB (TAXES) value (INR) will be added to the converted values.
Note on K263: gepadmin: 1. If you choose "Full Conversion" then Column BA (AMOUNT) and Column BB (TAXES) BOTH values will be convert based on selected Currency in (Column L). 2. If you choose "Partial Conversion" then Column BA (AMOUNT) only will be converted based on selected currency (Column L) and Column BB (TAXES) value (INR) will be added to the converted values.
Note on K265: gepadmin: 1. If you choose "Full Conversion" then Column BA (AMOUNT) and Column BB (TAXES) BOTH values will be convert based on selected Currency in (Column L). 2. If you choose "Partial Conversion" then Column BA (AMOUNT) only will be converted based on selected currency (Column L) and Column BB (TAXES) value (INR) will be added to the converted values.
Note on K271: gepadmin: 1. If you choose "Full Conversion" then Column BA (AMOUNT) and Column BB (TAXES) BOTH values will be convert based on selected Currency in (Column L). 2. If you choose "Partial Conversion" then Column BA (AMOUNT) only will be converted based on selected currency (Column L) and Column BB (TAXES) value (INR) will be added to the converted values.
Note on K273: gepadmin: 1. If you choose "Full Conversion" then Column BA (AMOUNT) and Column BB (TAXES) BOTH values will be convert based on selected Currency in (Column L). 2. If you choose "Partial Conversion" then Column BA (AMOUNT) only will be converted based on selected currency (Column L) and Column BB (TAXES) value (INR) will be added to the converted values.
Note on K275: gepadmin: 1. If you choose "Full Conversion" then Column BA (AMOUNT) and Column BB (TAXES) BOTH values will be convert based on selected Currency in (Column L). 2. If you choose "Partial Conversion" then Column BA (AMOUNT) only will be converted based on selected currency (Column L) and Column BB (TAXES) value (INR) will be added to the converted values.
Note on K277: gepadmin: 1. If you choose "Full Conversion" then Column BA (AMOUNT) and Column BB (TAXES) BOTH values will be convert based on selected Currency in (Column L). 2. If you choose "Partial Conversion" then Column BA (AMOUNT) only will be converted based on selected currency (Column L) and Column BB (TAXES) value (INR) will be added to the converted values.
Note on K280: gepadmin: 1. If you choose "Full Conversion" then Column BA (AMOUNT) and Column BB (TAXES) BOTH values will be convert based on selected Currency in (Column L). 2. If you choose "Partial Conversion" then Column BA (AMOUNT) only will be converted based on selected currency (Column L) and Column BB (TAXES) value (INR) will be added to the converted values.
Note on K285: gepadmin: 1. If you choose "Full Conversion" then Column BA (AMOUNT) and Column BB (TAXES) BOTH values will be convert based on selected Currency in (Column L). 2. If you choose "Partial Conversion" then Column BA (AMOUNT) only will be converted based on selected currency (Column L) and Column BB (TAXES) value (INR) will be added to the converted values.
Note on K288: gepadmin: 1. If you choose "Full Conversion" then Column BA (AMOUNT) and Column BB (TAXES) BOTH values will be convert based on selected Currency in (Column L). 2. If you choose "Partial Conversion" then Column BA (AMOUNT) only will be converted based on selected currency (Column L) and Column BB (TAXES) value (INR) will be added to the converted values.
Note on K290: gepadmin: 1. If you choose "Full Conversion" then Column BA (AMOUNT) and Column BB (TAXES) BOTH values will be convert based on selected Currency in (Column L). 2. If you choose "Partial Conversion" then Column BA (AMOUNT) only will be converted based on selected currency (Column L) and Column BB (TAXES) value (INR) will be added to the converted values.
Note on K293: gepadmin: 1. If you choose "Full Conversion" then Column BA (AMOUNT) and Column BB (TAXES) BOTH values will be convert based on selected Currency in (Column L). 2. If you choose "Partial Conversion" then Column BA (AMOUNT) only will be converted based on selected currency (Column L) and Column BB (TAXES) value (INR) will be added to the converted values.
Note on K298: gepadmin: 1. If you choose "Full Conversion" then Column BA (AMOUNT) and Column BB (TAXES) BOTH values will be convert based on selected Currency in (Column L). 2. If you choose "Partial Conversion" then Column BA (AMOUNT) only will be converted based on selected currency (Column L) and Column BB (TAXES) value (INR) will be added to the converted values.
Note on K305: gepadmin: 1. If you choose "Full Conversion" then Column BA (AMOUNT) and Column BB (TAXES) BOTH values will be convert based on selected Currency in (Column L). 2. If you choose "Partial Conversion" then Column BA (AMOUNT) only will be converted based on selected currency (Column L) and Column BB (TAXES) value (INR) will be added to the converted values.
Note on K307: gepadmin: 1. If you choose "Full Conversion" then Column BA (AMOUNT) and Column BB (TAXES) BOTH values will be convert based on selected Currency in (Column L). 2. If you choose "Partial Conversion" then Column BA (AMOUNT) only will be converted based on selected currency (Column L) and Column BB (TAXES) value (INR) will be added to the converted values.
Note on K309: gepadmin: 1. If you choose "Full Conversion" then Column BA (AMOUNT) and Column BB (TAXES) BOTH values will be convert based on selected Currency in (Column L). 2. If you choose "Partial Conversion" then Column BA (AMOUNT) only will be converted based on selected currency (Column L) and Column BB (TAXES) value (INR) will be added to the converted values.
Note on K311: gepadmin: 1. If you choose "Full Conversion" then Column BA (AMOUNT) and Column BB (TAXES) BOTH values will be convert based on selected Currency in (Column L). 2. If you choose "Partial Conversion" then Column BA (AMOUNT) only will be converted based on selected currency (Column L) and Column BB (TAXES) value (INR) will be added to the converted values.
Note on K315: gepadmin: 1. If you choose "Full Conversion" then Column BA (AMOUNT) and Column BB (TAXES) BOTH values will be convert based on selected Currency in (Column L). 2. If you choose "Partial Conversion" then Column BA (AMOUNT) only will be converted based on selected currency (Column L) and Column BB (TAXES) value (INR) will be added to the converted values.
Note on K317: gepadmin: 1. If you choose "Full Conversion" then Column BA (AMOUNT) and Column BB (TAXES) BOTH values will be convert based on selected Currency in (Column L). 2. If you choose "Partial Conversion" then Column BA (AMOUNT) only will be converted based on selected currency (Column L) and Column BB (TAXES) value (INR) will be added to the converted values.
Note on K319: gepadmin: 1. If you choose "Full Conversion" then Column BA (AMOUNT) and Column BB (TAXES) BOTH values will be convert based on selected Currency in (Column L). 2. If you choose "Partial Conversion" then Column BA (AMOUNT) only will be converted based on selected currency (Column L) and Column BB (TAXES) value (INR) will be added to the converted values.
Note on K320: gepadmin: 1. If you choose "Full Conversion" then Column BA (AMOUNT) and Column BB (TAXES) BOTH values will be convert based on selected Currency in (Column L). 2. If you choose "Partial Conversion" then Column BA (AMOUNT) only will be converted based on selected currency (Column L) and Column BB (TAXES) value (INR) will be added to the converted values.
Note on K323: gepadmin: 1. If you choose "Full Conversion" then Column BA (AMOUNT) and Column BB (TAXES) BOTH values will be convert based on selected Currency in (Column L). 2. If you choose "Partial Conversion" then Column BA (AMOUNT) only will be converted based on selected currency (Column L) and Column BB (TAXES) value (INR) will be added to the converted values.
Note on K325: gepadmin: 1. If you choose "Full Conversion" then Column BA (AMOUNT) and Column BB (TAXES) BOTH values will be convert based on selected Currency in (Column L). 2. If you choose "Partial Conversion" then Column BA (AMOUNT) only will be converted based on selected currency (Column L) and Column BB (TAXES) value (INR) will be added to the converted values.
Note on K328: gepadmin: 1. If you choose "Full Conversion" then Column BA (AMOUNT) and Column BB (TAXES) BOTH values will be convert based on selected Currency in (Column L). 2. If you choose "Partial Conversion" then Column BA (AMOUNT) only will be converted based on selected currency (Column L) and Column BB (TAXES) value (INR) will be added to the converted values.
Note on K332: gepadmin: 1. If you choose "Full Conversion" then Column BA (AMOUNT) and Column BB (TAXES) BOTH values will be convert based on selected Currency in (Column L). 2. If you choose "Partial Conversion" then Column BA (AMOUNT) only will be converted based on selected currency (Column L) and Column BB (TAXES) value (INR) will be added to the converted values.
Note on K334: gepadmin: 1. If you choose "Full Conversion" then Column BA (AMOUNT) and Column BB (TAXES) BOTH values will be convert based on selected Currency in (Column L). 2. If you choose "Partial Conversion" then Column BA (AMOUNT) only will be converted based on selected currency (Column L) and Column BB (TAXES) value (INR) will be added to the converted values.
Note on K336: gepadmin: 1. If you choose "Full Conversion" then Column BA (AMOUNT) and Column BB (TAXES) BOTH values will be convert based on selected Currency in (Column L). 2. If you choose "Partial Conversion" then Column BA (AMOUNT) only will be converted based on selected currency (Column L) and Column BB (TAXES) value (INR) will be added to the converted values.
Note on K338: gepadmin: 1. If you choose "Full Conversion" then Column BA (AMOUNT) and Column BB (TAXES) BOTH values will be convert based on selected Currency in (Column L). 2. If you choose "Partial Conversion" then Column BA (AMOUNT) only will be converted based on selected currency (Column L) and Column BB (TAXES) value (INR) will be added to the converted values.
Note on K341: gepadmin: 1. If you choose "Full Conversion" then Column BA (AMOUNT) and Column BB (TAXES) BOTH values will be convert based on selected Currency in (Column L). 2. If you choose "Partial Conversion" then Column BA (AMOUNT) only will be converted based on selected currency (Column L) and Column BB (TAXES) value (INR) will be added to the converted values.
Note on K342: gepadmin: 1. If you choose "Full Conversion" then Column BA (AMOUNT) and Column BB (TAXES) BOTH values will be convert based on selected Currency in (Column L). 2. If you choose "Partial Conversion" then Column BA (AMOUNT) only will be converted based on selected currency (Column L) and Column BB (TAXES) value (INR) will be added to the converted values.
Note on K344: gepadmin: 1. If you choose "Full Conversion" then Column BA (AMOUNT) and Column BB (TAXES) BOTH values will be convert based on selected Currency in (Column L). 2. If you choose "Partial Conversion" then Column BA (AMOUNT) only will be converted based on selected currency (Column L) and Column BB (TAXES) value (INR) will be added to the converted values.
Note on K346: gepadmin: 1. If you choose "Full Conversion" then Column BA (AMOUNT) and Column BB (TAXES) BOTH values will be convert based on selected Currency in (Column L). 2. If you choose "Partial Conversion" then Column BA (AMOUNT) only will be converted based on selected currency (Column L) and Column BB (TAXES) value (INR) will be added to the converted values.
Note on K348: gepadmin: 1. If you choose "Full Conversion" then Column BA (AMOUNT) and Column BB (TAXES) BOTH values will be convert based on selected Currency in (Column L). 2. If you choose "Partial Conversion" then Column BA (AMOUNT) only will be converted based on selected currency (Column L) and Column BB (TAXES) value (INR) will be added to the converted values.
Note on K350: gepadmin: 1. If you choose "Full Conversion" then Column BA (AMOUNT) and Column BB (TAXES) BOTH values will be convert based on selected Currency in (Column L). 2. If you choose "Partial Conversion" then Column BA (AMOUNT) only will be converted based on selected currency (Column L) and Column BB (TAXES) value (INR) will be added to the converted values.
Note on K352: gepadmin: 1. If you choose "Full Conversion" then Column BA (AMOUNT) and Column BB (TAXES) BOTH values will be convert based on selected Currency in (Column L). 2. If you choose "Partial Conversion" then Column BA (AMOUNT) only will be converted based on selected currency (Column L) and Column BB (TAXES) value (INR) will be added to the converted values.
Note on K353: gepadmin: 1. If you choose "Full Conversion" then Column BA (AMOUNT) and Column BB (TAXES) BOTH values will be convert based on selected Currency in (Column L). 2. If you choose "Partial Conversion" then Column BA (AMOUNT) only will be converted based on selected currency (Column L) and Column BB (TAXES) value (INR) will be added to the converted values.
Note on K355: gepadmin: 1. If you choose "Full Conversion" then Column BA (AMOUNT) and Column BB (TAXES) BOTH values will be convert based on selected Currency in (Column L). 2. If you choose "Partial Conversion" then Column BA (AMOUNT) only will be converted based on selected currency (Column L) and Column BB (TAXES) value (INR) will be added to the converted values.
Note on K358: gepadmin: 1. If you choose "Full Conversion" then Column BA (AMOUNT) and Column BB (TAXES) BOTH values will be convert based on selected Currency in (Column L). 2. If you choose "Partial Conversion" then Column BA (AMOUNT) only will be converted based on selected currency (Column L) and Column BB (TAXES) value (INR) will be added to the converted values.
Note on K360: gepadmin: 1. If you choose "Full Conversion" then Column BA (AMOUNT) and Column BB (TAXES) BOTH values will be convert based on selected Currency in (Column L). 2. If you choose "Partial Conversion" then Column BA (AMOUNT) only will be converted based on selected currency (Column L) and Column BB (TAXES) value (INR) will be added to the converted values.
Note on K362: gepadmin: 1. If you choose "Full Conversion" then Column BA (AMOUNT) and Column BB (TAXES) BOTH values will be convert based on selected Currency in (Column L). 2. If you choose "Partial Conversion" then Column BA (AMOUNT) only will be converted based on selected currency (Column L) and Column BB (TAXES) value (INR) will be added to the converted values.
Note on K364: gepadmin: 1. If you choose "Full Conversion" then Column BA (AMOUNT) and Column BB (TAXES) BOTH values will be convert based on selected Currency in (Column L). 2. If you choose "Partial Conversion" then Column BA (AMOUNT) only will be converted based on selected currency (Column L) and Column BB (TAXES) value (INR) will be added to the converted values.
Note on K366: gepadmin: 1. If you choose "Full Conversion" then Column BA (AMOUNT) and Column BB (TAXES) BOTH values will be convert based on selected Currency in (Column L). 2. If you choose "Partial Conversion" then Column BA (AMOUNT) only will be converted based on selected currency (Column L) and Column BB (TAXES) value (INR) will be added to the converted values.
Note on K377: gepadmin: 1. If you choose "Full Conversion" then Column BA (AMOUNT) and Column BB (TAXES) BOTH values will be convert based on selected Currency in (Column L). 2. If you choose "Partial Conversion" then Column BA (AMOUNT) only will be converted based on selected currency (Column L) and Column BB (TAXES) value (INR) will be added to the converted values.
Note on K379: gepadmin: 1. If you choose "Full Conversion" then Column BA (AMOUNT) and Column BB (TAXES) BOTH values will be convert based on selected Currency in (Column L). 2. If you choose "Partial Conversion" then Column BA (AMOUNT) only will be converted based on selected currency (Column L) and Column BB (TAXES) value (INR) will be added to the converted values.
Note on K383: gepadmin: 1. If you choose "Full Conversion" then Column BA (AMOUNT) and Column BB (TAXES) BOTH values will be convert based on selected Currency in (Column L). 2. If you choose "Partial Conversion" then Column BA (AMOUNT) only will be converted based on selected currency (Column L) and Column BB (TAXES) value (INR) will be added to the converted values.
Note on K385: gepadmin: 1. If you choose "Full Conversion" then Column BA (AMOUNT) and Column BB (TAXES) BOTH values will be convert based on selected Currency in (Column L). 2. If you choose "Partial Conversion" then Column BA (AMOUNT) only will be converted based on selected currency (Column L) and Column BB (TAXES) value (INR) will be added to the converted values.
Note on K386: gepadmin: 1. If you choose "Full Conversion" then Column BA (AMOUNT) and Column BB (TAXES) BOTH values will be convert based on selected Currency in (Column L). 2. If you choose "Partial Conversion" then Column BA (AMOUNT) only will be converted based on selected currency (Column L) and Column BB (TAXES) value (INR) will be added to the converted values.
Note on K390: gepadmin: 1. If you choose "Full Conversion" then Column BA (AMOUNT) and Column BB (TAXES) BOTH values will be convert based on selected Currency in (Column L). 2. If you choose "Partial Conversion" then Column BA (AMOUNT) only will be converted based on selected currency (Column L) and Column BB (TAXES) value (INR) will be added to the converted values.
Note on K392: gepadmin: 1. If you choose "Full Conversion" then Column BA (AMOUNT) and Column BB (TAXES) BOTH values will be convert based on selected Currency in (Column L). 2. If you choose "Partial Conversion" then Column BA (AMOUNT) only will be converted based on selected currency (Column L) and Column BB (TAXES) value (INR) will be added to the converted values.
Note on K400: gepadmin: 1. If you choose "Full Conversion" then Column BA (AMOUNT) and Column BB (TAXES) BOTH values will be convert based on selected Currency in (Column L). 2. If you choose "Partial Conversion" then Column BA (AMOUNT) only will be converted based on selected currency (Column L) and Column BB (TAXES) value (INR) will be added to the converted values.
Note on K402: gepadmin: 1. If you choose "Full Conversion" then Column BA (AMOUNT) and Column BB (TAXES) BOTH values will be convert based on selected Currency in (Column L). 2. If you choose "Partial Conversion" then Column BA (AMOUNT) only will be converted based on selected currency (Column L) and Column BB (TAXES) value (INR) will be added to the converted values.
Note on K404: gepadmin: 1. If you choose "Full Conversion" then Column BA (AMOUNT) and Column BB (TAXES) BOTH values will be convert based on selected Currency in (Column L). 2. If you choose "Partial Conversion" then Column BA (AMOUNT) only will be converted based on selected currency (Column L) and Column BB (TAXES) value (INR) will be added to the converted values.
Note on K406: gepadmin: 1. If you choose "Full Conversion" then Column BA (AMOUNT) and Column BB (TAXES) BOTH values will be convert based on selected Currency in (Column L). 2. If you choose "Partial Conversion" then Column BA (AMOUNT) only will be converted based on selected currency (Column L) and Column BB (TAXES) value (INR) will be added to the converted values.
Note on K408: gepadmin: 1. If you choose "Full Conversion" then Column BA (AMOUNT) and Column BB (TAXES) BOTH values will be convert based on selected Currency in (Column L). 2. If you choose "Partial Conversion" then Column BA (AMOUNT) only will be converted based on selected currency (Column L) and Column BB (TAXES) value (INR) will be added to the converted values.
Note on K410: gepadmin: 1. If you choose "Full Conversion" then Column BA (AMOUNT) and Column BB (TAXES) BOTH values will be convert based on selected Currency in (Column L). 2. If you choose "Partial Conversion" then Column BA (AMOUNT) only will be converted based on selected currency (Column L) and Column BB (TAXES) value (INR) will be added to the converted values.
Note on K411: gepadmin: 1. If you choose "Full Conversion" then Column BA (AMOUNT) and Column BB (TAXES) BOTH values will be convert based on selected Currency in (Column L). 2. If you choose "Partial Conversion" then Column BA (AMOUNT) only will be converted based on selected currency (Column L) and Column BB (TAXES) value (INR) will be added to the converted values.
Note on K413: gepadmin: 1. If you choose "Full Conversion" then Column BA (AMOUNT) and Column BB (TAXES) BOTH values will be convert based on selected Currency in (Column L). 2. If you choose "Partial Conversion" then Column BA (AMOUNT) only will be converted based on selected currency (Column L) and Column BB (TAXES) value (INR) will be added to the converted values.
Note on K414: gepadmin: 1. If you choose "Full Conversion" then Column BA (AMOUNT) and Column BB (TAXES) BOTH values will be convert based on selected Currency in (Column L). 2. If you choose "Partial Conversion" then Column BA (AMOUNT) only will be converted based on selected currency (Column L) and Column BB (TAXES) value (INR) will be added to the converted values.
Note on K416: gepadmin: 1. If you choose "Full Conversion" then Column BA (AMOUNT) and Column BB (TAXES) BOTH values will be convert based on selected Currency in (Column L). 2. If you choose "Partial Conversion" then Column BA (AMOUNT) only will be converted based on selected currency (Column L) and Column BB (TAXES) value (INR) will be added to the converted values.
Note on K418: gepadmin: 1. If you choose "Full Conversion" then Column BA (AMOUNT) and Column BB (TAXES) BOTH values will be convert based on selected Currency in (Column L). 2. If you choose "Partial Conversion" then Column BA (AMOUNT) only will be converted based on selected currency (Column L) and Column BB (TAXES) value (INR) will be added to the converted values.
Note on K420: gepadmin: 1. If you choose "Full Conversion" then Column BA (AMOUNT) and Column BB (TAXES) BOTH values will be convert based on selected Currency in (Column L). 2. If you choose "Partial Conversion" then Column BA (AMOUNT) only will be converted based on selected currency (Column L) and Column BB (TAXES) value (INR) will be added to the converted values.
Note on K422: gepadmin: 1. If you choose "Full Conversion" then Column BA (AMOUNT) and Column BB (TAXES) BOTH values will be convert based on selected Currency in (Column L). 2. If you choose "Partial Conversion" then Column BA (AMOUNT) only will be converted based on selected currency (Column L) and Column BB (TAXES) value (INR) will be added to the converted values.
Note on K423: gepadmin: 1. If you choose "Full Conversion" then Column BA (AMOUNT) and Column BB (TAXES) BOTH values will be convert based on selected Currency in (Column L). 2. If you choose "Partial Conversion" then Column BA (AMOUNT) only will be converted based on selected currency (Column L) and Column BB (TAXES) value (INR) will be added to the converted values.
Note on K427: gepadmin: 1. If you choose "Full Conversion" then Column BA (AMOUNT) and Column BB (TAXES) BOTH values will be convert based on selected Currency in (Column L). 2. If you choose "Partial Conversion" then Column BA (AMOUNT) only will be converted based on selected currency (Column L) and Column BB (TAXES) value (INR) will be added to the converted values.
Note on K429: gepadmin: 1. If you choose "Full Conversion" then Column BA (AMOUNT) and Column BB (TAXES) BOTH values will be convert based on selected Currency in (Column L). 2. If you choose "Partial Conversion" then Column BA (AMOUNT) only will be converted based on selected currency (Column L) and Column BB (TAXES) value (INR) will be added to the converted values.
Note on K431: gepadmin: 1. If you choose "Full Conversion" then Column BA (AMOUNT) and Column BB (TAXES) BOTH values will be convert based on selected Currency in (Column L). 2. If you choose "Partial Conversion" then Column BA (AMOUNT) only will be converted based on selected currency (Column L) and Column BB (TAXES) value (INR) will be added to the converted values.
Note on K432: gepadmin: 1. If you choose "Full Conversion" then Column BA (AMOUNT) and Column BB (TAXES) BOTH values will be convert based on selected Currency in (Column L). 2. If you choose "Partial Conversion" then Column BA (AMOUNT) only will be converted based on selected currency (Column L) and Column BB (TAXES) value (INR) will be added to the converted values.
Note on K436: gepadmin: 1. If you choose "Full Conversion" then Column BA (AMOUNT) and Column BB (TAXES) BOTH values will be convert based on selected Currency in (Column L). 2. If you choose "Partial Conversion" then Column BA (AMOUNT) only will be converted based on selected currency (Column L) and Column BB (TAXES) value (INR) will be added to the converted values.
Note on K437: gepadmin: 1. If you choose "Full Conversion" then Column BA (AMOUNT) and Column BB (TAXES) BOTH values will be convert based on selected Currency in (Column L). 2. If you choose "Partial Conversion" then Column BA (AMOUNT) only will be converted based on selected currency (Column L) and Column BB (TAXES) value (INR) will be added to the converted values.
Note on K438: gepadmin: 1. If you choose "Full Conversion" then Column BA (AMOUNT) and Column BB (TAXES) BOTH values will be convert based on selected Currency in (Column L). 2. If you choose "Partial Conversion" then Column BA (AMOUNT) only will be converted based on selected currency (Column L) and Column BB (TAXES) value (INR) will be added to the converted values.
Note on K441: gepadmin: 1. If you choose "Full Conversion" then Column BA (AMOUNT) and Column BB (TAXES) BOTH values will be convert based on selected Currency in (Column L). 2. If you choose "Partial Conversion" then Column BA (AMOUNT) only will be converted based on selected currency (Column L) and Column BB (TAXES) value (INR) will be added to the converted values.
Note on K447: gepadmin: 1. If you choose "Full Conversion" then Column BA (AMOUNT) and Column BB (TAXES) BOTH values will be convert based on selected Currency in (Column L). 2. If you choose "Partial Conversion" then Column BA (AMOUNT) only will be converted based on selected currency (Column L) and Column BB (TAXES) value (INR) will be added to the converted values.
Note on K449: gepadmin: 1. If you choose "Full Conversion" then Column BA (AMOUNT) and Column BB (TAXES) BOTH values will be convert based on selected Currency in (Column L). 2. If you choose "Partial Conversion" then Column BA (AMOUNT) only will be converted based on selected currency (Column L) and Column BB (TAXES) value (INR) will be added to the converted values.
Note on K450: gepadmin: 1. If you choose "Full Conversion" then Column BA (AMOUNT) and Column BB (TAXES) BOTH values will be convert based on selected Currency in (Column L). 2. If you choose "Partial Conversion" then Column BA (AMOUNT) only will be converted based on selected currency (Column L) and Column BB (TAXES) value (INR) will be added to the converted values.
Note on K453: gepadmin: 1. If you choose "Full Conversion" then Column BA (AMOUNT) and Column BB (TAXES) BOTH values will be convert based on selected Currency in (Column L). 2. If you choose "Partial Conversion" then Column BA (AMOUNT) only will be converted based on selected currency (Column L) and Column BB (TAXES) value (INR) will be added to the converted values.
Note on K455: gepadmin: 1. If you choose "Full Conversion" then Column BA (AMOUNT) and Column BB (TAXES) BOTH values will be convert based on selected Currency in (Column L). 2. If you choose "Partial Conversion" then Column BA (AMOUNT) only will be converted based on selected currency (Column L) and Column BB (TAXES) value (INR) will be added to the converted values.
Note on K458: gepadmin: 1. If you choose "Full Conversion" then Column BA (AMOUNT) and Column BB (TAXES) BOTH values will be convert based on selected Currency in (Column L). 2. If you choose "Partial Conversion" then Column BA (AMOUNT) only will be converted based on selected currency (Column L) and Column BB (TAXES) value (INR) will be added to the converted values.
Note on K459: gepadmin: 1. If you choose "Full Conversion" then Column BA (AMOUNT) and Column BB (TAXES) BOTH values will be convert based on selected Currency in (Column L). 2. If you choose "Partial Conversion" then Column BA (AMOUNT) only will be converted based on selected currency (Column L) and Column BB (TAXES) value (INR) will be added to the converted values.
Note on K462: gepadmin: 1. If you choose "Full Conversion" then Column BA (AMOUNT) and Column BB (TAXES) BOTH values will be convert based on selected Currency in (Column L). 2. If you choose "Partial Conversion" then Column BA (AMOUNT) only will be converted based on selected currency (Column L) and Column BB (TAXES) value (INR) will be added to the converted values.
Note on K465: gepadmin: 1. If you choose "Full Conversion" then Column BA (AMOUNT) and Column BB (TAXES) BOTH values will be convert based on selected Currency in (Column L). 2. If you choose "Partial Conversion" then Column BA (AMOUNT) only will be converted based on selected currency (Column L) and Column BB (TAXES) value (INR) will be added to the converted values.
Note on K467: gepadmin: 1. If you choose "Full Conversion" then Column BA (AMOUNT) and Column BB (TAXES) BOTH values will be convert based on selected Currency in (Column L). 2. If you choose "Partial Conversion" then Column BA (AMOUNT) only will be converted based on selected currency (Column L) and Column BB (TAXES) value (INR) will be added to the converted values.
Note on K469: gepadmin: 1. If you choose "Full Conversion" then Column BA (AMOUNT) and Column BB (TAXES) BOTH values will be convert based on selected Currency in (Column L). 2. If you choose "Partial Conversion" then Column BA (AMOUNT) only will be converted based on selected currency (Column L) and Column BB (TAXES) value (INR) will be added to the converted values.
Note on K471: gepadmin: 1. If you choose "Full Conversion" then Column BA (AMOUNT) and Column BB (TAXES) BOTH values will be convert based on selected Currency in (Column L). 2. If you choose "Partial Conversion" then Column BA (AMOUNT) only will be converted based on selected currency (Column L) and Column BB (TAXES) value (INR) will be added to the converted values.
Note on K473: gepadmin: 1. If you choose "Full Conversion" then Column BA (AMOUNT) and Column BB (TAXES) BOTH values will be convert based on selected Currency in (Column L). 2. If you choose "Partial Conversion" then Column BA (AMOUNT) only will be converted based on selected currency (Column L) and Column BB (TAXES) value (INR) will be added to the converted values.
Note on K474: gepadmin: 1. If you choose "Full Conversion" then Column BA (AMOUNT) and Column BB (TAXES) BOTH values will be convert based on selected Currency in (Column L). 2. If you choose "Partial Conversion" then Column BA (AMOUNT) only will be converted based on selected currency (Column L) and Column BB (TAXES) value (INR) will be added to the converted values.
Note on K478: gepadmin: 1. If you choose "Full Conversion" then Column BA (AMOUNT) and Column BB (TAXES) BOTH values will be convert based on selected Currency in (Column L). 2. If you choose "Partial Conversion" then Column BA (AMOUNT) only will be converted based on selected currency (Column L) and Column BB (TAXES) value (INR) will be added to the converted values.
Note on K480: gepadmin: 1. If you choose "Full Conversion" then Column BA (AMOUNT) and Column BB (TAXES) BOTH values will be convert based on selected Currency in (Column L). 2. If you choose "Partial Conversion" then Column BA (AMOUNT) only will be converted based on selected currency (Column L) and Column BB (TAXES) value (INR) will be added to the converted values.
Note on K481: gepadmin: 1. If you choose "Full Conversion" then Column BA (AMOUNT) and Column BB (TAXES) BOTH values will be convert based on selected Currency in (Column L). 2. If you choose "Partial Conversion" then Column BA (AMOUNT) only will be converted based on selected currency (Column L) and Column BB (TAXES) value (INR) will be added to the converted values.
Note on K482: gepadmin: 1. If you choose "Full Conversion" then Column BA (AMOUNT) and Column BB (TAXES) BOTH values will be convert based on selected Currency in (Column L). 2. If you choose "Partial Conversion" then Column BA (AMOUNT) only will be converted based on selected currency (Column L) and Column BB (TAXES) value (INR) will be added to the converted values.
Note on K486: gepadmin: 1. If you choose "Full Conversion" then Column BA (AMOUNT) and Column BB (TAXES) BOTH values will be convert based on selected Currency in (Column L). 2. If you choose "Partial Conversion" then Column BA (AMOUNT) only will be converted based on selected currency (Column L) and Column BB (TAXES) value (INR) will be added to the converted values.
Note on K488: gepadmin: 1. If you choose "Full Conversion" then Column BA (AMOUNT) and Column BB (TAXES) BOTH values will be convert based on selected Currency in (Column L). 2. If you choose "Partial Conversion" then Column BA (AMOUNT) only will be converted based on selected currency (Column L) and Column BB (TAXES) value (INR) will be added to the converted values.
Note on K489: gepadmin: 1. If you choose "Full Conversion" then Column BA (AMOUNT) and Column BB (TAXES) BOTH values will be convert based on selected Currency in (Column L). 2. If you choose "Partial Conversion" then Column BA (AMOUNT) only will be converted based on selected currency (Column L) and Column BB (TAXES) value (INR) will be added to the converted values.
Note on K490: gepadmin: 1. If you choose "Full Conversion" then Column BA (AMOUNT) and Column BB (TAXES) BOTH values will be convert based on selected Currency in (Column L). 2. If you choose "Partial Conversion" then Column BA (AMOUNT) only will be converted based on selected currency (Column L) and Column BB (TAXES) value (INR) will be added to the converted values.
Note on K492: gepadmin: 1. If you choose "Full Conversion" then Column BA (AMOUNT) and Column BB (TAXES) BOTH values will be convert based on selected Currency in (Column L). 2. If you choose "Partial Conversion" then Column BA (AMOUNT) only will be converted based on selected currency (Column L) and Column BB (TAXES) value (INR) will be added to the converted values.
Note on K494: gepadmin: 1. If you choose "Full Conversion" then Column BA (AMOUNT) and Column BB (TAXES) BOTH values will be convert based on selected Currency in (Column L). 2. If you choose "Partial Conversion" then Column BA (AMOUNT) only will be converted based on selected currency (Column L) and Column BB (TAXES) value (INR) will be added to the converted values.
Note on K497: gepadmin: 1. If you choose "Full Conversion" then Column BA (AMOUNT) and Column BB (TAXES) BOTH values will be convert based on selected Currency in (Column L). 2. If you choose "Partial Conversion" then Column BA (AMOUNT) only will be converted based on selected currency (Column L) and Column BB (TAXES) value (INR) will be added to the converted values.
Note on K498: gepadmin: 1. If you choose "Full Conversion" then Column BA (AMOUNT) and Column BB (TAXES) BOTH values will be convert based on selected Currency in (Column L). 2. If you choose "Partial Conversion" then Column BA (AMOUNT) only will be converted based on selected currency (Column L) and Column BB (TAXES) value (INR) will be added to the converted values.
Note on K500: gepadmin: 1. If you choose "Full Conversion" then Column BA (AMOUNT) and Column BB (TAXES) BOTH values will be convert based on selected Currency in (Column L). 2. If you choose "Partial Conversion" then Column BA (AMOUNT) only will be converted based on selected currency (Column L) and Column BB (TAXES) value (INR) will be added to the converted values.
Note on K502: gepadmin: 1. If you choose "Full Conversion" then Column BA (AMOUNT) and Column BB (TAXES) BOTH values will be convert based on selected Currency in (Column L). 2. If you choose "Partial Conversion" then Column BA (AMOUNT) only will be converted based on selected currency (Column L) and Column BB (TAXES) value (INR) will be added to the converted values.
Note on K504: gepadmin: 1. If you choose "Full Conversion" then Column BA (AMOUNT) and Column BB (TAXES) BOTH values will be convert based on selected Currency in (Column L). 2. If you choose "Partial Conversion" then Column BA (AMOUNT) only will be converted based on selected currency (Column L) and Column BB (TAXES) value (INR) will be added to the converted values.
Note on K505: gepadmin: 1. If you choose "Full Conversion" then Column BA (AMOUNT) and Column BB (TAXES) BOTH values will be convert based on selected Currency in (Column L). 2. If you choose "Partial Conversion" then Column BA (AMOUNT) only will be converted based on selected currency (Column L) and Column BB (TAXES) value (INR) will be added to the converted values.
Note on K507: gepadmin: 1. If you choose "Full Conversion" then Column BA (AMOUNT) and Column BB (TAXES) BOTH values will be convert based on selected Currency in (Column L). 2. If you choose "Partial Conversion" then Column BA (AMOUNT) only will be converted based on selected currency (Column L) and Column BB (TAXES) value (INR) will be added to the converted values.
Note on K510: gepadmin: 1. If you choose "Full Conversion" then Column BA (AMOUNT) and Column BB (TAXES) BOTH values will be convert based on selected Currency in (Column L). 2. If you choose "Partial Conversion" then Column BA (AMOUNT) only will be converted based on selected currency (Column L) and Column BB (TAXES) value (INR) will be added to the converted values.
Note on K511: gepadmin: 1. If you choose "Full Conversion" then Column BA (AMOUNT) and Column BB (TAXES) BOTH values will be convert based on selected Currency in (Column L). 2. If you choose "Partial Conversion" then Column BA (AMOUNT) only will be converted based on selected currency (Column L) and Column BB (TAXES) value (INR) will be added to the converted values.
Note on K514: gepadmin: 1. If you choose "Full Conversion" then Column BA (AMOUNT) and Column BB (TAXES) BOTH values will be convert based on selected Currency in (Column L). 2. If you choose "Partial Conversion" then Column BA (AMOUNT) only will be converted based on selected currency (Column L) and Column BB (TAXES) value (INR) will be added to the converted values.
Note on K516: gepadmin: 1. If you choose "Full Conversion" then Column BA (AMOUNT) and Column BB (TAXES) BOTH values will be convert based on selected Currency in (Column L). 2. If you choose "Partial Conversion" then Column BA (AMOUNT) only will be converted based on selected currency (Column L) and Column BB (TAXES) value (INR) will be added to the converted values.
Note on K517: gepadmin: 1. If you choose "Full Conversion" then Column BA (AMOUNT) and Column BB (TAXES) BOTH values will be convert based on selected Currency in (Column L). 2. If you choose "Partial Conversion" then Column BA (AMOUNT) only will be converted based on selected currency (Column L) and Column BB (TAXES) value (INR) will be added to the converted values.
Note on K519: gepadmin: 1. If you choose "Full Conversion" then Column BA (AMOUNT) and Column BB (TAXES) BOTH values will be convert based on selected Currency in (Column L). 2. If you choose "Partial Conversion" then Column BA (AMOUNT) only will be converted based on selected currency (Column L) and Column BB (TAXES) value (INR) will be added to the converted values.
Note on K524: gepadmin: 1. If you choose "Full Conversion" then Column BA (AMOUNT) and Column BB (TAXES) BOTH values will be convert based on selected Currency in (Column L). 2. If you choose "Partial Conversion" then Column BA (AMOUNT) only will be converted based on selected currency (Column L) and Column BB (TAXES) value (INR) will be added to the converted values.
Note on K526: gepadmin: 1. If you choose "Full Conversion" then Column BA (AMOUNT) and Column BB (TAXES) BOTH values will be convert based on selected Currency in (Column L). 2. If you choose "Partial Conversion" then Column BA (AMOUNT) only will be converted based on selected currency (Column L) and Column BB (TAXES) value (INR) will be added to the converted values.
Note on K527: gepadmin: 1. If you choose "Full Conversion" then Column BA (AMOUNT) and Column BB (TAXES) BOTH values will be convert based on selected Currency in (Column L). 2. If you choose "Partial Conversion" then Column BA (AMOUNT) only will be converted based on selected currency (Column L) and Column BB (TAXES) value (INR) will be added to the converted values.
Note on K534: gepadmin: 1. If you choose "Full Conversion" then Column BA (AMOUNT) and Column BB (TAXES) BOTH values will be convert based on selected Currency in (Column L). 2. If you choose "Partial Conversion" then Column BA (AMOUNT) only will be converted based on selected currency (Column L) and Column BB (TAXES) value (INR) will be added to the converted values.
Note on K537: gepadmin: 1. If you choose "Full Conversion" then Column BA (AMOUNT) and Column BB (TAXES) BOTH values will be convert based on selected Currency in (Column L). 2. If you choose "Partial Conversion" then Column BA (AMOUNT) only will be converted based on selected currency (Column L) and Column BB (TAXES) value (INR) will be added to the converted values.
Note on K540: gepadmin: 1. If you choose "Full Conversion" then Column BA (AMOUNT) and Column BB (TAXES) BOTH values will be convert based on selected Currency in (Column L). 2. If you choose "Partial Conversion" then Column BA (AMOUNT) only will be converted based on selected currency (Column L) and Column BB (TAXES) value (INR) will be added to the converted values.
Note on K541: gepadmin: 1. If you choose "Full Conversion" then Column BA (AMOUNT) and Column BB (TAXES) BOTH values will be convert based on selected Currency in (Column L). 2. If you choose "Partial Conversion" then Column BA (AMOUNT) only will be converted based on selected currency (Column L) and Column BB (TAXES) value (INR) will be added to the converted values.
Note on K544: gepadmin: 1. If you choose "Full Conversion" then Column BA (AMOUNT) and Column BB (TAXES) BOTH values will be convert based on selected Currency in (Column L). 2. If you choose "Partial Conversion" then Column BA (AMOUNT) only will be converted based on selected currency (Column L) and Column BB (TAXES) value (INR) will be added to the converted values.
Note on K545: gepadmin: 1. If you choose "Full Conversion" then Column BA (AMOUNT) and Column BB (TAXES) BOTH values will be convert based on selected Currency in (Column L). 2. If you choose "Partial Conversion" then Column BA (AMOUNT) only will be converted based on selected currency (Column L) and Column BB (TAXES) value (INR) will be added to the converted values.
Note on K547: gepadmin: 1. If you choose "Full Conversion" then Column BA (AMOUNT) and Column BB (TAXES) BOTH values will be convert based on selected Currency in (Column L). 2. If you choose "Partial Conversion" then Column BA (AMOUNT) only will be converted based on selected currency (Column L) and Column BB (TAXES) value (INR) will be added to the converted values.
Note on K548: gepadmin: 1. If you choose "Full Conversion" then Column BA (AMOUNT) and Column BB (TAXES) BOTH values will be convert based on selected Currency in (Column L). 2. If you choose "Partial Conversion" then Column BA (AMOUNT) only will be converted based on selected currency (Column L) and Column BB (TAXES) value (INR) will be added to the converted values.
Note on K551: gepadmin: 1. If you choose "Full Conversion" then Column BA (AMOUNT) and Column BB (TAXES) BOTH values will be convert based on selected Currency in (Column L). 2. If you choose "Partial Conversion" then Column BA (AMOUNT) only will be converted based on selected currency (Column L) and Column BB (TAXES) value (INR) will be added to the converted values.
Note on K554: gepadmin: 1. If you choose "Full Conversion" then Column BA (AMOUNT) and Column BB (TAXES) BOTH values will be convert based on selected Currency in (Column L). 2. If you choose "Partial Conversion" then Column BA (AMOUNT) only will be converted based on selected currency (Column L) and Column BB (TAXES) value (INR) will be added to the converted values.
Note on K558: gepadmin: 1. If you choose "Full Conversion" then Column BA (AMOUNT) and Column BB (TAXES) BOTH values will be convert based on selected Currency in (Column L). 2. If you choose "Partial Conversion" then Column BA (AMOUNT) only will be converted based on selected currency (Column L) and Column BB (TAXES) value (INR) will be added to the converted values.
Note on K559: gepadmin: 1. If you choose "Full Conversion" then Column BA (AMOUNT) and Column BB (TAXES) BOTH values will be convert based on selected Currency in (Column L). 2. If you choose "Partial Conversion" then Column BA (AMOUNT) only will be converted based on selected currency (Column L) and Column BB (TAXES) value (INR) will be added to the converted values.
Note on K564: gepadmin: 1. If you choose "Full Conversion" then Column BA (AMOUNT) and Column BB (TAXES) BOTH values will be convert based on selected Currency in (Column L). 2. If you choose "Partial Conversion" then Column BA (AMOUNT) only will be converted based on selected currency (Column L) and Column BB (TAXES) value (INR) will be added to the converted values.
Note on K565: gepadmin: 1. If you choose "Full Conversion" then Column BA (AMOUNT) and Column BB (TAXES) BOTH values will be convert based on selected Currency in (Column L). 2. If you choose "Partial Conversion" then Column BA (AMOUNT) only will be converted based on selected currency (Column L) and Column BB (TAXES) value (INR) will be added to the converted values.
Note on K567: gepadmin: 1. If you choose "Full Conversion" then Column BA (AMOUNT) and Column BB (TAXES) BOTH values will be convert based on selected Currency in (Column L). 2. If you choose "Partial Conversion" then Column BA (AMOUNT) only will be converted based on selected currency (Column L) and Column BB (TAXES) value (INR) will be added to the converted values.
Note on K571: gepadmin: 1. If you choose "Full Conversion" then Column BA (AMOUNT) and Column BB (TAXES) BOTH values will be convert based on selected Currency in (Column L). 2. If you choose "Partial Conversion" then Column BA (AMOUNT) only will be converted based on selected currency (Column L) and Column BB (TAXES) value (INR) will be added to the converted values.
Note on K572: gepadmin: 1. If you choose "Full Conversion" then Column BA (AMOUNT) and Column BB (TAXES) BOTH values will be convert based on selected Currency in (Column L). 2. If you choose "Partial Conversion" then Column BA (AMOUNT) only will be converted based on selected currency (Column L) and Column BB (TAXES) value (INR) will be added to the converted values.
Note on K574: gepadmin: 1. If you choose "Full Conversion" then Column BA (AMOUNT) and Column BB (TAXES) BOTH values will be convert based on selected Currency in (Column L). 2. If you choose "Partial Conversion" then Column BA (AMOUNT) only will be converted based on selected currency (Column L) and Column BB (TAXES) value (INR) will be added to the converted values.
Note on K578: gepadmin: 1. If you choose "Full Conversion" then Column BA (AMOUNT) and Column BB (TAXES) BOTH values will be convert based on selected Currency in (Column L). 2. If you choose "Partial Conversion" then Column BA (AMOUNT) only will be converted based on selected currency (Column L) and Column BB (TAXES) value (INR) will be added to the converted values.
Note on K580: gepadmin: 1. If you choose "Full Conversion" then Column BA (AMOUNT) and Column BB (TAXES) BOTH values will be convert based on selected Currency in (Column L). 2. If you choose "Partial Conversion" then Column BA (AMOUNT) only will be converted based on selected currency (Column L) and Column BB (TAXES) value (INR) will be added to the converted values.
Note on K583: gepadmin: 1. If you choose "Full Conversion" then Column BA (AMOUNT) and Column BB (TAXES) BOTH values will be convert based on selected Currency in (Column L). 2. If you choose "Partial Conversion" then Column BA (AMOUNT) only will be converted based on selected currency (Column L) and Column BB (TAXES) value (INR) will be added to the converted values.
Note on K585: gepadmin: 1. If you choose "Full Conversion" then Column BA (AMOUNT) and Column BB (TAXES) BOTH values will be convert based on selected Currency in (Column L). 2. If you choose "Partial Conversion" then Column BA (AMOUNT) only will be converted based on selected currency (Column L) and Column BB (TAXES) value (INR) will be added to the converted values.
Note on K589: gepadmin: 1. If you choose "Full Conversion" then Column BA (AMOUNT) and Column BB (TAXES) BOTH values will be convert based on selected Currency in (Column L). 2. If you choose "Partial Conversion" then Column BA (AMOUNT) only will be converted based on selected currency (Column L) and Column BB (TAXES) value (INR) will be added to the converted values.
Note on K590: gepadmin: 1. If you choose "Full Conversion" then Column BA (AMOUNT) and Column BB (TAXES) BOTH values will be convert based on selected Currency in (Column L). 2. If you choose "Partial Conversion" then Column BA (AMOUNT) only will be converted based on selected currency (Column L) and Column BB (TAXES) value (INR) will be added to the converted values.
Note on K593: gepadmin: 1. If you choose "Full Conversion" then Column BA (AMOUNT) and Column BB (TAXES) BOTH values will be convert based on selected Currency in (Column L). 2. If you choose "Partial Conversion" then Column BA (AMOUNT) only will be converted based on selected currency (Column L) and Column BB (TAXES) value (INR) will be added to the converted values.
Note on K594: gepadmin: 1. If you choose "Full Conversion" then Column BA (AMOUNT) and Column BB (TAXES) BOTH values will be convert based on selected Currency in (Column L). 2. If you choose "Partial Conversion" then Column BA (AMOUNT) only will be converted based on selected currency (Column L) and Column BB (TAXES) value (INR) will be added to the converted values.
Note on K596: gepadmin: 1. If you choose "Full Conversion" then Column BA (AMOUNT) and Column BB (TAXES) BOTH values will be convert based on selected Currency in (Column L). 2. If you choose "Partial Conversion" then Column BA (AMOUNT) only will be converted based on selected currency (Column L) and Column BB (TAXES) value (INR) will be added to the converted values.
Note on K599: gepadmin: 1. If you choose "Full Conversion" then Column BA (AMOUNT) and Column BB (TAXES) BOTH values will be convert based on selected Currency in (Column L). 2. If you choose "Partial Conversion" then Column BA (AMOUNT) only will be converted based on selected currency (Column L) and Column BB (TAXES) value (INR) will be added to the converted values.
Note on K600: gepadmin: 1. If you choose "Full Conversion" then Column BA (AMOUNT) and Column BB (TAXES) BOTH values will be convert based on selected Currency in (Column L). 2. If you choose "Partial Conversion" then Column BA (AMOUNT) only will be converted based on selected currency (Column L) and Column BB (TAXES) value (INR) will be added to the converted values.
Note on K602: gepadmin: 1. If you choose "Full Conversion" then Column BA (AMOUNT) and Column BB (TAXES) BOTH values will be convert based on selected Currency in (Column L). 2. If you choose "Partial Conversion" then Column BA (AMOUNT) only will be converted based on selected currency (Column L) and Column BB (TAXES) value (INR) will be added to the converted values.
Note on K603: gepadmin: 1. If you choose "Full Conversion" then Column BA (AMOUNT) and Column BB (TAXES) BOTH values will be convert based on selected Currency in (Column L). 2. If you choose "Partial Conversion" then Column BA (AMOUNT) only will be converted based on selected currency (Column L) and Column BB (TAXES) value (INR) will be added to the converted values.
Note on K605: gepadmin: 1. If you choose "Full Conversion" then Column BA (AMOUNT) and Column BB (TAXES) BOTH values will be convert based on selected Currency in (Column L). 2. If you choose "Partial Conversion" then Column BA (AMOUNT) only will be converted based on selected currency (Column L) and Column BB (TAXES) value (INR) will be added to the converted values.
Note on K609: gepadmin: 1. If you choose "Full Conversion" then Column BA (AMOUNT) and Column BB (TAXES) BOTH values will be convert based on selected Currency in (Column L). 2. If you choose "Partial Conversion" then Column BA (AMOUNT) only will be converted based on selected currency (Column L) and Column BB (TAXES) value (INR) will be added to the converted values.
Note on K611: gepadmin: 1. If you choose "Full Conversion" then Column BA (AMOUNT) and Column BB (TAXES) BOTH values will be convert based on selected Currency in (Column L). 2. If you choose "Partial Conversion" then Column BA (AMOUNT) only will be converted based on selected currency (Column L) and Column BB (TAXES) value (INR) will be added to the converted values.
Note on K615: gepadmin: 1. If you choose "Full Conversion" then Column BA (AMOUNT) and Column BB (TAXES) BOTH values will be convert based on selected Currency in (Column L). 2. If you choose "Partial Conversion" then Column BA (AMOUNT) only will be converted based on selected currency (Column L) and Column BB (TAXES) value (INR) will be added to the converted values.
Note on K616: gepadmin: 1. If you choose "Full Conversion" then Column BA (AMOUNT) and Column BB (TAXES) BOTH values will be convert based on selected Currency in (Column L). 2. If you choose "Partial Conversion" then Column BA (AMOUNT) only will be converted based on selected currency (Column L) and Column BB (TAXES) value (INR) will be added to the converted values.
Note on K618: gepadmin: 1. If you choose "Full Conversion" then Column BA (AMOUNT) and Column BB (TAXES) BOTH values will be convert based on selected Currency in (Column L). 2. If you choose "Partial Conversion" then Column BA (AMOUNT) only will be converted based on selected currency (Column L) and Column BB (TAXES) value (INR) will be added to the converted values.
Note on K619: gepadmin: 1. If you choose "Full Conversion" then Column BA (AMOUNT) and Column BB (TAXES) BOTH values will be convert based on selected Currency in (Column L). 2. If you choose "Partial Conversion" then Column BA (AMOUNT) only will be converted based on selected currency (Column L) and Column BB (TAXES) value (INR) will be added to the converted values.
Note on K622: gepadmin: 1. If you choose "Full Conversion" then Column BA (AMOUNT) and Column BB (TAXES) BOTH values will be convert based on selected Currency in (Column L). 2. If you choose "Partial Conversion" then Column BA (AMOUNT) only will be converted based on selected currency (Column L) and Column BB (TAXES) value (INR) will be added to the converted values.
Note on K625: gepadmin: 1. If you choose "Full Conversion" then Column BA (AMOUNT) and Column BB (TAXES) BOTH values will be convert based on selected Currency in (Column L). 2. If you choose "Partial Conversion" then Column BA (AMOUNT) only will be converted based on selected currency (Column L) and Column BB (TAXES) value (INR) will be added to the converted values.
Note on K630: gepadmin: 1. If you choose "Full Conversion" then Column BA (AMOUNT) and Column BB (TAXES) BOTH values will be convert based on selected Currency in (Column L). 2. If you choose "Partial Conversion" then Column BA (AMOUNT) only will be converted based on selected currency (Column L) and Column BB (TAXES) value (INR) will be added to the converted values.
Note on K634: gepadmin: 1. If you choose "Full Conversion" then Column BA (AMOUNT) and Column BB (TAXES) BOTH values will be convert based on selected Currency in (Column L). 2. If you choose "Partial Conversion" then Column BA (AMOUNT) only will be converted based on selected currency (Column L) and Column BB (TAXES) value (INR) will be added to the converted values.
Note on K636: gepadmin: 1. If you choose "Full Conversion" then Column BA (AMOUNT) and Column BB (TAXES) BOTH values will be convert based on selected Currency in (Column L). 2. If you choose "Partial Conversion" then Column BA (AMOUNT) only will be converted based on selected currency (Column L) and Column BB (TAXES) value (INR) will be added to the converted values.
Note on K637: gepadmin: 1. If you choose "Full Conversion" then Column BA (AMOUNT) and Column BB (TAXES) BOTH values will be convert based on selected Currency in (Column L). 2. If you choose "Partial Conversion" then Column BA (AMOUNT) only will be converted based on selected currency (Column L) and Column BB (TAXES) value (INR) will be added to the converted values.
Note on K640: gepadmin: 1. If you choose "Full Conversion" then Column BA (AMOUNT) and Column BB (TAXES) BOTH values will be convert based on selected Currency in (Column L). 2. If you choose "Partial Conversion" then Column BA (AMOUNT) only will be converted based on selected currency (Column L) and Column BB (TAXES) value (INR) will be added to the converted values.
Note on K641: gepadmin: 1. If you choose "Full Conversion" then Column BA (AMOUNT) and Column BB (TAXES) BOTH values will be convert based on selected Currency in (Column L). 2. If you choose "Partial Conversion" then Column BA (AMOUNT) only will be converted based on selected currency (Column L) and Column BB (TAXES) value (INR) will be added to the converted values.
Note on K643: gepadmin: 1. If you choose "Full Conversion" then Column BA (AMOUNT) and Column BB (TAXES) BOTH values will be convert based on selected Currency in (Column L). 2. If you choose "Partial Conversion" then Column BA (AMOUNT) only will be converted based on selected currency (Column L) and Column BB (TAXES) value (INR) will be added to the converted values.
Note on K646: gepadmin: 1. If you choose "Full Conversion" then Column BA (AMOUNT) and Column BB (TAXES) BOTH values will be convert based on selected Currency in (Column L). 2. If you choose "Partial Conversion" then Column BA (AMOUNT) only will be converted based on selected currency (Column L) and Column BB (TAXES) value (INR) will be added to the converted values.
Note on K649: gepadmin: 1. If you choose "Full Conversion" then Column BA (AMOUNT) and Column BB (TAXES) BOTH values will be convert based on selected Currency in (Column L). 2. If you choose "Partial Conversion" then Column BA (AMOUNT) only will be converted based on selected currency (Column L) and Column BB (TAXES) value (INR) will be added to the converted values.
Note on K650: gepadmin: 1. If you choose "Full Conversion" then Column BA (AMOUNT) and Column BB (TAXES) BOTH values will be convert based on selected Currency in (Column L). 2. If you choose "Partial Conversion" then Column BA (AMOUNT) only will be converted based on selected currency (Column L) and Column BB (TAXES) value (INR) will be added to the converted values.
Note on K652: gepadmin: 1. If you choose "Full Conversion" then Column BA (AMOUNT) and Column BB (TAXES) BOTH values will be convert based on selected Currency in (Column L). 2. If you choose "Partial Conversion" then Column BA (AMOUNT) only will be converted based on selected currency (Column L) and Column BB (TAXES) value (INR) will be added to the converted values.
Note on K656: gepadmin: 1. If you choose "Full Conversion" then Column BA (AMOUNT) and Column BB (TAXES) BOTH values will be convert based on selected Currency in (Column L). 2. If you choose "Partial Conversion" then Column BA (AMOUNT) only will be converted based on selected currency (Column L) and Column BB (TAXES) value (INR) will be added to the converted values.
Note on K660: gepadmin: 1. If you choose "Full Conversion" then Column BA (AMOUNT) and Column BB (TAXES) BOTH values will be convert based on selected Currency in (Column L). 2. If you choose "Partial Conversion" then Column BA (AMOUNT) only will be converted based on selected currency (Column L) and Column BB (TAXES) value (INR) will be added to the converted values.
Note on K661: gepadmin: 1. If you choose "Full Conversion" then Column BA (AMOUNT) and Column BB (TAXES) BOTH values will be convert based on selected Currency in (Column L). 2. If you choose "Partial Conversion" then Column BA (AMOUNT) only will be converted based on selected currency (Column L) and Column BB (TAXES) value (INR) will be added to the converted values.
Note on K664: gepadmin: 1. If you choose "Full Conversion" then Column BA (AMOUNT) and Column BB (TAXES) BOTH values will be convert based on selected Currency in (Column L). 2. If you choose "Partial Conversion" then Column BA (AMOUNT) only will be converted based on selected currency (Column L) and Column BB (TAXES) value (INR) will be added to the converted values.
Note on K665: gepadmin: 1. If you choose "Full Conversion" then Column BA (AMOUNT) and Column BB (TAXES) BOTH values will be convert based on selected Currency in (Column L). 2. If you choose "Partial Conversion" then Column BA (AMOUNT) only will be converted based on selected currency (Column L) and Column BB (TAXES) value (INR) will be added to the converted values.
Note on K669: gepadmin: 1. If you choose "Full Conversion" then Column BA (AMOUNT) and Column BB (TAXES) BOTH values will be convert based on selected Currency in (Column L). 2. If you choose "Partial Conversion" then Column BA (AMOUNT) only will be converted based on selected currency (Column L) and Column BB (TAXES) value (INR) will be added to the converted values.
Note on K670: gepadmin: 1. If you choose "Full Conversion" then Column BA (AMOUNT) and Column BB (TAXES) BOTH values will be convert based on selected Currency in (Column L). 2. If you choose "Partial Conversion" then Column BA (AMOUNT) only will be converted based on selected currency (Column L) and Column BB (TAXES) value (INR) will be added to the converted values.
Note on K672: gepadmin: 1. If you choose "Full Conversion" then Column BA (AMOUNT) and Column BB (TAXES) BOTH values will be convert based on selected Currency in (Column L). 2. If you choose "Partial Conversion" then Column BA (AMOUNT) only will be converted based on selected currency (Column L) and Column BB (TAXES) value (INR) will be added to the converted values.
Note on K673: gepadmin: 1. If you choose "Full Conversion" then Column BA (AMOUNT) and Column BB (TAXES) BOTH values will be convert based on selected Currency in (Column L). 2. If you choose "Partial Conversion" then Column BA (AMOUNT) only will be converted based on selected currency (Column L) and Column BB (TAXES) value (INR) will be added to the converted values.
Note on K676: gepadmin: 1. If you choose "Full Conversion" then Column BA (AMOUNT) and Column BB (TAXES) BOTH values will be convert based on selected Currency in (Column L). 2. If you choose "Partial Conversion" then Column BA (AMOUNT) only will be converted based on selected currency (Column L) and Column BB (TAXES) value (INR) will be added to the converted values.
Note on K714: gepadmin: 1. If you choose "Full Conversion" then Column BA (AMOUNT) and Column BB (TAXES) BOTH values will be convert based on selected Currency in (Column L). 2. If you choose "Partial Conversion" then Column BA (AMOUNT) only will be converted based on selected currency (Column L) and Column BB (TAXES) value (INR) will be added to the converted values.
Note on K716: gepadmin: 1. If you choose "Full Conversion" then Column BA (AMOUNT) and Column BB (TAXES) BOTH values will be convert based on selected Currency in (Column L). 2. If you choose "Partial Conversion" then Column BA (AMOUNT) only will be converted based on selected currency (Column L) and Column BB (TAXES) value (INR) will be added to the converted values.
Note on K717: gepadmin: 1. If you choose "Full Conversion" then Column BA (AMOUNT) and Column BB (TAXES) BOTH values will be convert based on selected Currency in (Column L). 2. If you choose "Partial Conversion" then Column BA (AMOUNT) only will be converted based on selected currency (Column L) and Column BB (TAXES) value (INR) will be added to the converted values.
Note on K720: gepadmin: 1. If you choose "Full Conversion" then Column BA (AMOUNT) and Column BB (TAXES) BOTH values will be convert based on selected Currency in (Column L). 2. If you choose "Partial Conversion" then Column BA (AMOUNT) only will be converted based on selected currency (Column L) and Column BB (TAXES) value (INR) will be added to the converted values.
Note on K722: gepadmin: 1. If you choose "Full Conversion" then Column BA (AMOUNT) and Column BB (TAXES) BOTH values will be convert based on selected Currency in (Column L). 2. If you choose "Partial Conversion" then Column BA (AMOUNT) only will be converted based on selected currency (Column L) and Column BB (TAXES) value (INR) will be added to the converted values.
Note on K724: gepadmin: 1. If you choose "Full Conversion" then Column BA (AMOUNT) and Column BB (TAXES) BOTH values will be convert based on selected Currency in (Column L). 2. If you choose "Partial Conversion" then Column BA (AMOUNT) only will be converted based on selected currency (Column L) and Column BB (TAXES) value (INR) will be added to the converted values.
Note on K726: gepadmin: 1. If you choose "Full Conversion" then Column BA (AMOUNT) and Column BB (TAXES) BOTH values will be convert based on selected Currency in (Column L). 2. If you choose "Partial Conversion" then Column BA (AMOUNT) only will be converted based on selected currency (Column L) and Column BB (TAXES) value (INR) will be added to the converted values.
Note on K727: gepadmin: 1. If you choose "Full Conversion" then Column BA (AMOUNT) and Column BB (TAXES) BOTH values will be convert based on selected Currency in (Column L). 2. If you choose "Partial Conversion" then Column BA (AMOUNT) only will be converted based on selected currency (Column L) and Column BB (TAXES) value (INR) will be added to the converted values.
Note on K729: gepadmin: 1. If you choose "Full Conversion" then Column BA (AMOUNT) and Column BB (TAXES) BOTH values will be convert based on selected Currency in (Column L). 2. If you choose "Partial Conversion" then Column BA (AMOUNT) only will be converted based on selected currency (Column L) and Column BB (TAXES) value (INR) will be added to the converted values.
Note on K730: gepadmin: 1. If you choose "Full Conversion" then Column BA (AMOUNT) and Column BB (TAXES) BOTH values will be convert based on selected Currency in (Column L). 2. If you choose "Partial Conversion" then Column BA (AMOUNT) only will be converted based on selected currency (Column L) and Column BB (TAXES) value (INR) will be added to the converted values.
Note on K732: gepadmin: 1. If you choose "Full Conversion" then Column BA (AMOUNT) and Column BB (TAXES) BOTH values will be convert based on selected Currency in (Column L). 2. If you choose "Partial Conversion" then Column BA (AMOUNT) only will be converted based on selected currency (Column L) and Column BB (TAXES) value (INR) will be added to the converted values.
Note on K734: gepadmin: 1. If you choose "Full Conversion" then Column BA (AMOUNT) and Column BB (TAXES) BOTH values will be convert based on selected Currency in (Column L). 2. If you choose "Partial Conversion" then Column BA (AMOUNT) only will be converted based on selected currency (Column L) and Column BB (TAXES) value (INR) will be added to the converted values.
Note on K736: gepadmin: 1. If you choose "Full Conversion" then Column BA (AMOUNT) and Column BB (TAXES) BOTH values will be convert based on selected Currency in (Column L). 2. If you choose "Partial Conversion" then Column BA (AMOUNT) only will be converted based on selected currency (Column L) and Column BB (TAXES) value (INR) will be added to the converted values.
Note on K740: gepadmin: 1. If you choose "Full Conversion" then Column BA (AMOUNT) and Column BB (TAXES) BOTH values will be convert based on selected Currency in (Column L). 2. If you choose "Partial Conversion" then Column BA (AMOUNT) only will be converted based on selected currency (Column L) and Column BB (TAXES) value (INR) will be added to the converted values.
Note on K742: gepadmin: 1. If you choose "Full Conversion" then Column BA (AMOUNT) and Column BB (TAXES) BOTH values will be convert based on selected Currency in (Column L). 2. If you choose "Partial Conversion" then Column BA (AMOUNT) only will be converted based on selected currency (Column L) and Column BB (TAXES) value (INR) will be added to the converted values.
Note on K744: gepadmin: 1. If you choose "Full Conversion" then Column BA (AMOUNT) and Column BB (TAXES) BOTH values will be convert based on selected Currency in (Column L). 2. If you choose "Partial Conversion" then Column BA (AMOUNT) only will be converted based on selected currency (Column L) and Column BB (TAXES) value (INR) will be added to the converted values.
Note on K746: gepadmin: 1. If you choose "Full Conversion" then Column BA (AMOUNT) and Column BB (TAXES) BOTH values will be convert based on selected Currency in (Column L). 2. If you choose "Partial Conversion" then Column BA (AMOUNT) only will be converted based on selected currency (Column L) and Column BB (TAXES) value (INR) will be added to the converted values.
Note on K787: gepadmin: 1. If you choose "Full Conversion" then Column BA (AMOUNT) and Column BB (TAXES) BOTH values will be convert based on selected Currency in (Column L). 2. If you choose "Partial Conversion" then Column BA (AMOUNT) only will be converted based on selected currency (Column L) and Column BB (TAXES) value (INR) will be added to the converted values.
Note on K788: gepadmin: 1. If you choose "Full Conversion" then Column BA (AMOUNT) and Column BB (TAXES) BOTH values will be convert based on selected Currency in (Column L). 2. If you choose "Partial Conversion" then Column BA (AMOUNT) only will be converted based on selected currency (Column L) and Column BB (TAXES) value (INR) will be added to the converted values.
Note on K789: gepadmin: 1. If you choose "Full Conversion" then Column BA (AMOUNT) and Column BB (TAXES) BOTH values will be convert based on selected Currency in (Column L). 2. If you choose "Partial Conversion" then Column BA (AMOUNT) only will be converted based on selected currency (Column L) and Column BB (TAXES) value (INR) will be added to the converted values.
Note on K791: gepadmin: 1. If you choose "Full Conversion" then Column BA (AMOUNT) and Column BB (TAXES) BOTH values will be convert based on selected Currency in (Column L). 2. If you choose "Partial Conversion" then Column BA (AMOUNT) only will be converted based on selected currency (Column L) and Column BB (TAXES) value (INR) will be added to the converted values.
Note on K792: gepadmin: 1. If you choose "Full Conversion" then Column BA (AMOUNT) and Column BB (TAXES) BOTH values will be convert based on selected Currency in (Column L). 2. If you choose "Partial Conversion" then Column BA (AMOUNT) only will be converted based on selected currency (Column L) and Column BB (TAXES) value (INR) will be added to the converted values.
Note on K793: gepadmin: 1. If you choose "Full Conversion" then Column BA (AMOUNT) and Column BB (TAXES) BOTH values will be convert based on selected Currency in (Column L). 2. If you choose "Partial Conversion" then Column BA (AMOUNT) only will be converted based on selected currency (Column L) and Column BB (TAXES) value (INR) will be added to the converted values.
Note on K794: gepadmin: 1. If you choose "Full Conversion" then Column BA (AMOUNT) and Column BB (TAXES) BOTH values will be convert based on selected Currency in (Column L). 2. If you choose "Partial Conversion" then Column BA (AMOUNT) only will be converted based on selected currency (Column L) and Column BB (TAXES) value (INR) will be added to the converted values.
Note on K796: gepadmin: 1. If you choose "Full Conversion" then Column BA (AMOUNT) and Column BB (TAXES) BOTH values will be convert based on selected Currency in (Column L). 2. If you choose "Partial Conversion" then Column BA (AMOUNT) only will be converted based on selected currency (Column L) and Column BB (TAXES) value (INR) will be added to the converted values.
Note on K797: gepadmin: 1. If you choose "Full Conversion" then Column BA (AMOUNT) and Column BB (TAXES) BOTH values will be convert based on selected Currency in (Column L). 2. If you choose "Partial Conversion" then Column BA (AMOUNT) only will be converted based on selected currency (Column L) and Column BB (TAXES) value (INR) will be added to the converted values.
Note on K798: gepadmin: 1. If you choose "Full Conversion" then Column BA (AMOUNT) and Column BB (TAXES) BOTH values will be convert based on selected Currency in (Column L). 2. If you choose "Partial Conversion" then Column BA (AMOUNT) only will be converted based on selected currency (Column L) and Column BB (TAXES) value (INR) will be added to the converted values.
Note on K799: gepadmin: 1. If you choose "Full Conversion" then Column BA (AMOUNT) and Column BB (TAXES) BOTH values will be convert based on selected Currency in (Column L). 2. If you choose "Partial Conversion" then Column BA (AMOUNT) only will be converted based on selected currency (Column L) and Column BB (TAXES) value (INR) will be added to the converted values.
Note on K800: gepadmin: 1. If you choose "Full Conversion" then Column BA (AMOUNT) and Column BB (TAXES) BOTH values will be convert based on selected Currency in (Column L). 2. If you choose "Partial Conversion" then Column BA (AMOUNT) only will be converted based on selected currency (Column L) and Column BB (TAXES) value (INR) will be added to the converted values.
Note on K801: gepadmin: 1. If you choose "Full Conversion" then Column BA (AMOUNT) and Column BB (TAXES) BOTH values will be convert based on selected Currency in (Column L). 2. If you choose "Partial Conversion" then Column BA (AMOUNT) only will be converted based on selected currency (Column L) and Column BB (TAXES) value (INR) will be added to the converted values.
Note on K803: gepadmin: 1. If you choose "Full Conversion" then Column BA (AMOUNT) and Column BB (TAXES) BOTH values will be convert based on selected Currency in (Column L). 2. If you choose "Partial Conversion" then Column BA (AMOUNT) only will be converted based on selected currency (Column L) and Column BB (TAXES) value (INR) will be added to the converted values.
Note on K804: gepadmin: 1. If you choose "Full Conversion" then Column BA (AMOUNT) and Column BB (TAXES) BOTH values will be convert based on selected Currency in (Column L). 2. If you choose "Partial Conversion" then Column BA (AMOUNT) only will be converted based on selected currency (Column L) and Column BB (TAXES) value (INR) will be added to the converted values.
Note on K805: gepadmin: 1. If you choose "Full Conversion" then Column BA (AMOUNT) and Column BB (TAXES) BOTH values will be convert based on selected Currency in (Column L). 2. If you choose "Partial Conversion" then Column BA (AMOUNT) only will be converted based on selected currency (Column L) and Column BB (TAXES) value (INR) will be added to the converted values.
Note on K806: gepadmin: 1. If you choose "Full Conversion" then Column BA (AMOUNT) and Column BB (TAXES) BOTH values will be convert based on selected Currency in (Column L). 2. If you choose "Partial Conversion" then Column BA (AMOUNT) only will be converted based on selected currency (Column L) and Column BB (TAXES) value (INR) will be added to the converted values.
Note on K807: gepadmin: 1. If you choose "Full Conversion" then Column BA (AMOUNT) and Column BB (TAXES) BOTH values will be convert based on selected Currency in (Column L). 2. If you choose "Partial Conversion" then Column BA (AMOUNT) only will be converted based on selected currency (Column L) and Column BB (TAXES) value (INR) will be added to the converted values.
Note on K808: gepadmin: 1. If you choose "Full Conversion" then Column BA (AMOUNT) and Column BB (TAXES) BOTH values will be convert based on selected Currency in (Column L). 2. If you choose "Partial Conversion" then Column BA (AMOUNT) only will be converted based on selected currency (Column L) and Column BB (TAXES) value (INR) will be added to the converted values.
Note on K810: gepadmin: 1. If you choose "Full Conversion" then Column BA (AMOUNT) and Column BB (TAXES) BOTH values will be convert based on selected Currency in (Column L). 2. If you choose "Partial Conversion" then Column BA (AMOUNT) only will be converted based on selected currency (Column L) and Column BB (TAXES) value (INR) will be added to the converted values.
Note on K811: gepadmin: 1. If you choose "Full Conversion" then Column BA (AMOUNT) and Column BB (TAXES) BOTH values will be convert based on selected Currency in (Column L). 2. If you choose "Partial Conversion" then Column BA (AMOUNT) only will be converted based on selected currency (Column L) and Column BB (TAXES) value (INR) will be added to the converted values.
Note on K812: gepadmin: 1. If you choose "Full Conversion" then Column BA (AMOUNT) and Column BB (TAXES) BOTH values will be convert based on selected Currency in (Column L). 2. If you choose "Partial Conversion" then Column BA (AMOUNT) only will be converted based on selected currency (Column L) and Column BB (TAXES) value (INR) will be added to the converted values.
Note on K813: gepadmin: 1. If you choose "Full Conversion" then Column BA (AMOUNT) and Column BB (TAXES) BOTH values will be convert based on selected Currency in (Column L). 2. If you choose "Partial Conversion" then Column BA (AMOUNT) only will be converted based on selected currency (Column L) and Column BB (TAXES) value (INR) will be added to the converted values.
Note on K815: gepadmin: 1. If you choose "Full Conversion" then Column BA (AMOUNT) and Column BB (TAXES) BOTH values will be convert based on selected Currency in (Column L). 2. If you choose "Partial Conversion" then Column BA (AMOUNT) only will be converted based on selected currency (Column L) and Column BB (TAXES) value (INR) will be added to the converted values.
Note on K816: gepadmin: 1. If you choose "Full Conversion" then Column BA (AMOUNT) and Column BB (TAXES) BOTH values will be convert based on selected Currency in (Column L). 2. If you choose "Partial Conversion" then Column BA (AMOUNT) only will be converted based on selected currency (Column L) and Column BB (TAXES) value (INR) will be added to the converted values.
Note on K817: gepadmin: 1. If you choose "Full Conversion" then Column BA (AMOUNT) and Column BB (TAXES) BOTH values will be convert based on selected Currency in (Column L). 2. If you choose "Partial Conversion" then Column BA (AMOUNT) only will be converted based on selected currency (Column L) and Column BB (TAXES) value (INR) will be added to the converted values.
Note on K818: gepadmin: 1. If you choose "Full Conversion" then Column BA (AMOUNT) and Column BB (TAXES) BOTH values will be convert based on selected Currency in (Column L). 2. If you choose "Partial Conversion" then Column BA (AMOUNT) only will be converted based on selected currency (Column L) and Column BB (TAXES) value (INR) will be added to the converted values.
Note on K819: gepadmin: 1. If you choose "Full Conversion" then Column BA (AMOUNT) and Column BB (TAXES) BOTH values will be convert based on selected Currency in (Column L). 2. If you choose "Partial Conversion" then Column BA (AMOUNT) only will be converted based on selected currency (Column L) and Column BB (TAXES) value (INR) will be added to the converted values.
Note on K820: gepadmin: 1. If you choose "Full Conversion" then Column BA (AMOUNT) and Column BB (TAXES) BOTH values will be convert based on selected Currency in (Column L). 2. If you choose "Partial Conversion" then Column BA (AMOUNT) only will be converted based on selected currency (Column L) and Column BB (TAXES) value (INR) will be added to the converted values.
Note on K821: gepadmin: 1. If you choose "Full Conversion" then Column BA (AMOUNT) and Column BB (TAXES) BOTH values will be convert based on selected Currency in (Column L). 2. If you choose "Partial Conversion" then Column BA (AMOUNT) only will be converted based on selected currency (Column L) and Column BB (TAXES) value (INR) will be added to the converted values.
Note on K822: gepadmin: 1. If you choose "Full Conversion" then Column BA (AMOUNT) and Column BB (TAXES) BOTH values will be convert based on selected Currency in (Column L). 2. If you choose "Partial Conversion" then Column BA (AMOUNT) only will be converted based on selected currency (Column L) and Column BB (TAXES) value (INR) will be added to the converted values.
Note on K823: gepadmin: 1. If you choose "Full Conversion" then Column BA (AMOUNT) and Column BB (TAXES) BOTH values will be convert based on selected Currency in (Column L). 2. If you choose "Partial Conversion" then Column BA (AMOUNT) only will be converted based on selected currency (Column L) and Column BB (TAXES) value (INR) will be added to the converted values.
Note on K824: gepadmin: 1. If you choose "Full Conversion" then Column BA (AMOUNT) and Column BB (TAXES) BOTH values will be convert based on selected Currency in (Column L). 2. If you choose "Partial Conversion" then Column BA (AMOUNT) only will be converted based on selected currency (Column L) and Column BB (TAXES) value (INR) will be added to the converted values.
Note on K825: gepadmin: 1. If you choose "Full Conversion" then Column BA (AMOUNT) and Column BB (TAXES) BOTH values will be convert based on selected Currency in (Column L). 2. If you choose "Partial Conversion" then Column BA (AMOUNT) only will be converted based on selected currency (Column L) and Column BB (TAXES) value (INR) will be added to the converted values.
Note on K826: gepadmin: 1. If you choose "Full Conversion" then Column BA (AMOUNT) and Column BB (TAXES) BOTH values will be convert based on selected Currency in (Column L). 2. If you choose "Partial Conversion" then Column BA (AMOUNT) only will be converted based on selected currency (Column L) and Column BB (TAXES) value (INR) will be added to the converted values.
Note on K828: gepadmin: 1. If you choose "Full Conversion" then Column BA (AMOUNT) and Column BB (TAXES) BOTH values will be convert based on selected Currency in (Column L). 2. If you choose "Partial Conversion" then Column BA (AMOUNT) only will be converted based on selected currency (Column L) and Column BB (TAXES) value (INR) will be added to the converted values.
Note on K829: gepadmin: 1. If you choose "Full Conversion" then Column BA (AMOUNT) and Column BB (TAXES) BOTH values will be convert based on selected Currency in (Column L). 2. If you choose "Partial Conversion" then Column BA (AMOUNT) only will be converted based on selected currency (Column L) and Column BB (TAXES) value (INR) will be added to the converted values.
Note on K830: gepadmin: 1. If you choose "Full Conversion" then Column BA (AMOUNT) and Column BB (TAXES) BOTH values will be convert based on selected Currency in (Column L). 2. If you choose "Partial Conversion" then Column BA (AMOUNT) only will be converted based on selected currency (Column L) and Column BB (TAXES) value (INR) will be added to the converted values.
Note on K831: gepadmin: 1. If you choose "Full Conversion" then Column BA (AMOUNT) and Column BB (TAXES) BOTH values will be convert based on selected Currency in (Column L). 2. If you choose "Partial Conversion" then Column BA (AMOUNT) only will be converted based on selected currency (Column L) and Column BB (TAXES) value (INR) will be added to the converted values.
Note on K833: gepadmin: 1. If you choose "Full Conversion" then Column BA (AMOUNT) and Column BB (TAXES) BOTH values will be convert based on selected Currency in (Column L). 2. If you choose "Partial Conversion" then Column BA (AMOUNT) only will be converted based on selected currency (Column L) and Column BB (TAXES) value (INR) will be added to the converted values.
Note on K834: gepadmin: 1. If you choose "Full Conversion" then Column BA (AMOUNT) and Column BB (TAXES) BOTH values will be convert based on selected Currency in (Column L). 2. If you choose "Partial Conversion" then Column BA (AMOUNT) only will be converted based on selected currency (Column L) and Column BB (TAXES) value (INR) will be added to the converted values.
Note on K835: gepadmin: 1. If you choose "Full Conversion" then Column BA (AMOUNT) and Column BB (TAXES) BOTH values will be convert based on selected Currency in (Column L). 2. If you choose "Partial Conversion" then Column BA (AMOUNT) only will be converted based on selected currency (Column L) and Column BB (TAXES) value (INR) will be added to the converted values.
Note on K836: gepadmin: 1. If you choose "Full Conversion" then Column BA (AMOUNT) and Column BB (TAXES) BOTH values will be convert based on selected Currency in (Column L). 2. If you choose "Partial Conversion" then Column BA (AMOUNT) only will be converted based on selected currency (Column L) and Column BB (TAXES) value (INR) will be added to the converted values.
Note on K838: gepadmin: 1. If you choose "Full Conversion" then Column BA (AMOUNT) and Column BB (TAXES) BOTH values will be convert based on selected Currency in (Column L). 2. If you choose "Partial Conversion" then Column BA (AMOUNT) only will be converted based on selected currency (Column L) and Column BB (TAXES) value (INR) will be added to the converted values.
Note on K839: gepadmin: 1. If you choose "Full Conversion" then Column BA (AMOUNT) and Column BB (TAXES) BOTH values will be convert based on selected Currency in (Column L). 2. If you choose "Partial Conversion" then Column BA (AMOUNT) only will be converted based on selected currency (Column L) and Column BB (TAXES) value (INR) will be added to the converted values.
Note on K840: gepadmin: 1. If you choose "Full Conversion" then Column BA (AMOUNT) and Column BB (TAXES) BOTH values will be convert based on selected Currency in (Column L). 2. If you choose "Partial Conversion" then Column BA (AMOUNT) only will be converted based on selected currency (Column L) and Column BB (TAXES) value (INR) will be added to the converted values.
Note on K841: gepadmin: 1. If you choose "Full Conversion" then Column BA (AMOUNT) and Column BB (TAXES) BOTH values will be convert based on selected Currency in (Column L). 2. If you choose "Partial Conversion" then Column BA (AMOUNT) only will be converted based on selected currency (Column L) and Column BB (TAXES) value (INR) will be added to the converted values.
Note on K842: gepadmin: 1. If you choose "Full Conversion" then Column BA (AMOUNT) and Column BB (TAXES) BOTH values will be convert based on selected Currency in (Column L). 2. If you choose "Partial Conversion" then Column BA (AMOUNT) only will be converted based on selected currency (Column L) and Column BB (TAXES) value (INR) will be added to the converted values.
Note on K844: gepadmin: 1. If you choose "Full Conversion" then Column BA (AMOUNT) and Column BB (TAXES) BOTH values will be convert based on selected Currency in (Column L). 2. If you choose "Partial Conversion" then Column BA (AMOUNT) only will be converted based on selected currency (Column L) and Column BB (TAXES) value (INR) will be added to the converted values.
Note on K845: gepadmin: 1. If you choose "Full Conversion" then Column BA (AMOUNT) and Column BB (TAXES) BOTH values will be convert based on selected Currency in (Column L). 2. If you choose "Partial Conversion" then Column BA (AMOUNT) only will be converted based on selected currency (Column L) and Column BB (TAXES) value (INR) will be added to the converted values.
Note on K846: gepadmin: 1. If you choose "Full Conversion" then Column BA (AMOUNT) and Column BB (TAXES) BOTH values will be convert based on selected Currency in (Column L). 2. If you choose "Partial Conversion" then Column BA (AMOUNT) only will be converted based on selected currency (Column L) and Column BB (TAXES) value (INR) will be added to the converted values.
Note on K847: gepadmin: 1. If you choose "Full Conversion" then Column BA (AMOUNT) and Column BB (TAXES) BOTH values will be convert based on selected Currency in (Column L). 2. If you choose "Partial Conversion" then Column BA (AMOUNT) only will be converted based on selected currency (Column L) and Column BB (TAXES) value (INR) will be added to the converted values.
Note on K848: gepadmin: 1. If you choose "Full Conversion" then Column BA (AMOUNT) and Column BB (TAXES) BOTH values will be convert based on selected Currency in (Column L). 2. If you choose "Partial Conversion" then Column BA (AMOUNT) only will be converted based on selected currency (Column L) and Column BB (TAXES) value (INR) will be added to the converted values.
Note on K849: gepadmin: 1. If you choose "Full Conversion" then Column BA (AMOUNT) and Column BB (TAXES) BOTH values will be convert based on selected Currency in (Column L). 2. If you choose "Partial Conversion" then Column BA (AMOUNT) only will be converted based on selected currency (Column L) and Column BB (TAXES) value (INR) will be added to the converted values.
Note on K851: gepadmin: 1. If you choose "Full Conversion" then Column BA (AMOUNT) and Column BB (TAXES) BOTH values will be convert based on selected Currency in (Column L). 2. If you choose "Partial Conversion" then Column BA (AMOUNT) only will be converted based on selected currency (Column L) and Column BB (TAXES) value (INR) will be added to the converted values.
Note on K852: gepadmin: 1. If you choose "Full Conversion" then Column BA (AMOUNT) and Column BB (TAXES) BOTH values will be convert based on selected Currency in (Column L). 2. If you choose "Partial Conversion" then Column BA (AMOUNT) only will be converted based on selected currency (Column L) and Column BB (TAXES) value (INR) will be added to the converted values.
Note on K853: gepadmin: 1. If you choose "Full Conversion" then Column BA (AMOUNT) and Column BB (TAXES) BOTH values will be convert based on selected Currency in (Column L). 2. If you choose "Partial Conversion" then Column BA (AMOUNT) only will be converted based on selected currency (Column L) and Column BB (TAXES) value (INR) will be added to the converted values.
Note on K854: gepadmin: 1. If you choose "Full Conversion" then Column BA (AMOUNT) and Column BB (TAXES) BOTH values will be convert based on selected Currency in (Column L). 2. If you choose "Partial Conversion" then Column BA (AMOUNT) only will be converted based on selected currency (Column L) and Column BB (TAXES) value (INR) will be added to the converted values.
Note on K855: gepadmin: 1. If you choose "Full Conversion" then Column BA (AMOUNT) and Column BB (TAXES) BOTH values will be convert based on selected Currency in (Column L). 2. If you choose "Partial Conversion" then Column BA (AMOUNT) only will be converted based on selected currency (Column L) and Column BB (TAXES) value (INR) will be added to the converted values.
Note on K856: gepadmin: 1. If you choose "Full Conversion" then Column BA (AMOUNT) and Column BB (TAXES) BOTH values will be convert based on selected Currency in (Column L). 2. If you choose "Partial Conversion" then Column BA (AMOUNT) only will be converted based on selected currency (Column L) and Column BB (TAXES) value (INR) will be added to the converted values.
Note on K857: gepadmin: 1. If you choose "Full Conversion" then Column BA (AMOUNT) and Column BB (TAXES) BOTH values will be convert based on selected Currency in (Column L). 2. If you choose "Partial Conversion" then Column BA (AMOUNT) only will be converted based on selected currency (Column L) and Column BB (TAXES) value (INR) will be added to the converted values.
Note on K858: gepadmin: 1. If you choose "Full Conversion" then Column BA (AMOUNT) and Column BB (TAXES) BOTH values will be convert based on selected Currency in (Column L). 2. If you choose "Partial Conversion" then Column BA (AMOUNT) only will be converted based on selected currency (Column L) and Column BB (TAXES) value (INR) will be added to the converted values.
Note on K860: gepadmin: 1. If you choose "Full Conversion" then Column BA (AMOUNT) and Column BB (TAXES) BOTH values will be convert based on selected Currency in (Column L). 2. If you choose "Partial Conversion" then Column BA (AMOUNT) only will be converted based on selected currency (Column L) and Column BB (TAXES) value (INR) will be added to the converted values.
Note on K861: gepadmin: 1. If you choose "Full Conversion" then Column BA (AMOUNT) and Column BB (TAXES) BOTH values will be convert based on selected Currency in (Column L). 2. If you choose "Partial Conversion" then Column BA (AMOUNT) only will be converted based on selected currency (Column L) and Column BB (TAXES) value (INR) will be added to the converted values.
Note on K862: gepadmin: 1. If you choose "Full Conversion" then Column BA (AMOUNT) and Column BB (TAXES) BOTH values will be convert based on selected Currency in (Column L). 2. If you choose "Partial Conversion" then Column BA (AMOUNT) only will be converted based on selected currency (Column L) and Column BB (TAXES) value (INR) will be added to the converted values.
Note on K863: gepadmin: 1. If you choose "Full Conversion" then Column BA (AMOUNT) and Column BB (TAXES) BOTH values will be convert based on selected Currency in (Column L). 2. If you choose "Partial Conversion" then Column BA (AMOUNT) only will be converted based on selected currency (Column L) and Column BB (TAXES) value (INR) will be added to the converted values.
Note on K864: gepadmin: 1. If you choose "Full Conversion" then Column BA (AMOUNT) and Column BB (TAXES) BOTH values will be convert based on selected Currency in (Column L). 2. If you choose "Partial Conversion" then Column BA (AMOUNT) only will be converted based on selected currency (Column L) and Column BB (TAXES) value (INR) will be added to the converted values.
Note on K865: gepadmin: 1. If you choose "Full Conversion" then Column BA (AMOUNT) and Column BB (TAXES) BOTH values will be convert based on selected Currency in (Column L). 2. If you choose "Partial Conversion" then Column BA (AMOUNT) only will be converted based on selected currency (Column L) and Column BB (TAXES) value (INR) will be added to the converted values.
Note on K866: gepadmin: 1. If you choose "Full Conversion" then Column BA (AMOUNT) and Column BB (TAXES) BOTH values will be convert based on selected Currency in (Column L). 2. If you choose "Partial Conversion" then Column BA (AMOUNT) only will be converted based on selected currency (Column L) and Column BB (TAXES) value (INR) will be added to the converted values.
Note on K867: gepadmin: 1. If you choose "Full Conversion" then Column BA (AMOUNT) and Column BB (TAXES) BOTH values will be convert based on selected Currency in (Column L). 2. If you choose "Partial Conversion" then Column BA (AMOUNT) only will be converted based on selected currency (Column L) and Column BB (TAXES) value (INR) will be added to the converted values.
Note on K868: gepadmin: 1. If you choose "Full Conversion" then Column BA (AMOUNT) and Column BB (TAXES) BOTH values will be convert based on selected Currency in (Column L). 2. If you choose "Partial Conversion" then Column BA (AMOUNT) only will be converted based on selected currency (Column L) and Column BB (TAXES) value (INR) will be added to the converted values.
Note on K870: gepadmin: 1. If you choose "Full Conversion" then Column BA (AMOUNT) and Column BB (TAXES) BOTH values will be convert based on selected Currency in (Column L). 2. If you choose "Partial Conversion" then Column BA (AMOUNT) only will be converted based on selected currency (Column L) and Column BB (TAXES) value (INR) will be added to the converted values.
Note on K871: gepadmin: 1. If you choose "Full Conversion" then Column BA (AMOUNT) and Column BB (TAXES) BOTH values will be convert based on selected Currency in (Column L). 2. If you choose "Partial Conversion" then Column BA (AMOUNT) only will be converted based on selected currency (Column L) and Column BB (TAXES) value (INR) will be added to the converted values.
Note on K872: gepadmin: 1. If you choose "Full Conversion" then Column BA (AMOUNT) and Column BB (TAXES) BOTH values will be convert based on selected Currency in (Column L). 2. If you choose "Partial Conversion" then Column BA (AMOUNT) only will be converted based on selected currency (Column L) and Column BB (TAXES) value (INR) will be added to the converted values.
Note on K873: gepadmin: 1. If you choose "Full Conversion" then Column BA (AMOUNT) and Column BB (TAXES) BOTH values will be convert based on selected Currency in (Column L). 2. If you choose "Partial Conversion" then Column BA (AMOUNT) only will be converted based on selected currency (Column L) and Column BB (TAXES) value (INR) will be added to the converted values.
Note on K874: gepadmin: 1. If you choose "Full Conversion" then Column BA (AMOUNT) and Column BB (TAXES) BOTH values will be convert based on selected Currency in (Column L). 2. If you choose "Partial Conversion" then Column BA (AMOUNT) only will be converted based on selected currency (Column L) and Column BB (TAXES) value (INR) will be added to the converted values.
Note on K875: gepadmin: 1. If you choose "Full Conversion" then Column BA (AMOUNT) and Column BB (TAXES) BOTH values will be convert based on selected Currency in (Column L). 2. If you choose "Partial Conversion" then Column BA (AMOUNT) only will be converted based on selected currency (Column L) and Column BB (TAXES) value (INR) will be added to the converted values.
Note on K877: gepadmin: 1. If you choose "Full Conversion" then Column BA (AMOUNT) and Column BB (TAXES) BOTH values will be convert based on selected Currency in (Column L). 2. If you choose "Partial Conversion" then Column BA (AMOUNT) only will be converted based on selected currency (Column L) and Column BB (TAXES) value (INR) will be added to the converted values.
Note on K878: gepadmin: 1. If you choose "Full Conversion" then Column BA (AMOUNT) and Column BB (TAXES) BOTH values will be convert based on selected Currency in (Column L). 2. If you choose "Partial Conversion" then Column BA (AMOUNT) only will be converted based on selected currency (Column L) and Column BB (TAXES) value (INR) will be added to the converted values.
Note on K879: gepadmin: 1. If you choose "Full Conversion" then Column BA (AMOUNT) and Column BB (TAXES) BOTH values will be convert based on selected Currency in (Column L). 2. If you choose "Partial Conversion" then Column BA (AMOUNT) only will be converted based on selected currency (Column L) and Column BB (TAXES) value (INR) will be added to the converted values.
Note on K880: gepadmin: 1. If you choose "Full Conversion" then Column BA (AMOUNT) and Column BB (TAXES) BOTH values will be convert based on selected Currency in (Column L). 2. If you choose "Partial Conversion" then Column BA (AMOUNT) only will be converted based on selected currency (Column L) and Column BB (TAXES) value (INR) will be added to the converted values.
Note on K881: gepadmin: 1. If you choose "Full Conversion" then Column BA (AMOUNT) and Column BB (TAXES) BOTH values will be convert based on selected Currency in (Column L). 2. If you choose "Partial Conversion" then Column BA (AMOUNT) only will be converted based on selected currency (Column L) and Column BB (TAXES) value (INR) will be added to the converted values.
Note on K882: gepadmin: 1. If you choose "Full Conversion" then Column BA (AMOUNT) and Column BB (TAXES) BOTH values will be convert based on selected Currency in (Column L). 2. If you choose "Partial Conversion" then Column BA (AMOUNT) only will be converted based on selected currency (Column L) and Column BB (TAXES) value (INR) will be added to the converted values.
Note on K883: gepadmin: 1. If you choose "Full Conversion" then Column BA (AMOUNT) and Column BB (TAXES) BOTH values will be convert based on selected Currency in (Column L). 2. If you choose "Partial Conversion" then Column BA (AMOUNT) only will be converted based on selected currency (Column L) and Column BB (TAXES) value (INR) will be added to the converted values.
Note on K884: gepadmin: 1. If you choose "Full Conversion" then Column BA (AMOUNT) and Column BB (TAXES) BOTH values will be convert based on selected Currency in (Column L). 2. If you choose "Partial Conversion" then Column BA (AMOUNT) only will be converted based on selected currency (Column L) and Column BB (TAXES) value (INR) will be added to the converted values.
Note on K885: gepadmin: 1. If you choose "Full Conversion" then Column BA (AMOUNT) and Column BB (TAXES) BOTH values will be convert based on selected Currency in (Column L). 2. If you choose "Partial Conversion" then Column BA (AMOUNT) only will be converted based on selected currency (Column L) and Column BB (TAXES) value (INR) will be added to the converted values.
Note on K886: gepadmin: 1. If you choose "Full Conversion" then Column BA (AMOUNT) and Column BB (TAXES) BOTH values will be convert based on selected Currency in (Column L). 2. If you choose "Partial Conversion" then Column BA (AMOUNT) only will be converted based on selected currency (Column L) and Column BB (TAXES) value (INR) will be added to the converted values.
Note on K887: gepadmin: 1. If you choose "Full Conversion" then Column BA (AMOUNT) and Column BB (TAXES) BOTH values will be convert based on selected Currency in (Column L). 2. If you choose "Partial Conversion" then Column BA (AMOUNT) only will be converted based on selected currency (Column L) and Column BB (TAXES) value (INR) will be added to the converted values.
Note on K888: gepadmin: 1. If you choose "Full Conversion" then Column BA (AMOUNT) and Column BB (TAXES) BOTH values will be convert based on selected Currency in (Column L). 2. If you choose "Partial Conversion" then Column BA (AMOUNT) only will be converted based on selected currency (Column L) and Column BB (TAXES) value (INR) will be added to the converted values.
Note on K889: gepadmin: 1. If you choose "Full Conversion" then Column BA (AMOUNT) and Column BB (TAXES) BOTH values will be convert based on selected Currency in (Column L). 2. If you choose "Partial Conversion" then Column BA (AMOUNT) only will be converted based on selected currency (Column L) and Column BB (TAXES) value (INR) will be added to the converted values.
Note on K890: gepadmin: 1. If you choose "Full Conversion" then Column BA (AMOUNT) and Column BB (TAXES) BOTH values will be convert based on selected Currency in (Column L). 2. If you choose "Partial Conversion" then Column BA (AMOUNT) only will be converted based on selected currency (Column L) and Column BB (TAXES) value (INR) will be added to the converted values.
Note on K892: gepadmin: 1. If you choose "Full Conversion" then Column BA (AMOUNT) and Column BB (TAXES) BOTH values will be convert based on selected Currency in (Column L). 2. If you choose "Partial Conversion" then Column BA (AMOUNT) only will be converted based on selected currency (Column L) and Column BB (TAXES) value (INR) will be added to the converted values.
Note on K893: gepadmin: 1. If you choose "Full Conversion" then Column BA (AMOUNT) and Column BB (TAXES) BOTH values will be convert based on selected Currency in (Column L). 2. If you choose "Partial Conversion" then Column BA (AMOUNT) only will be converted based on selected currency (Column L) and Column BB (TAXES) value (INR) will be added to the converted values.
Note on K894: gepadmin: 1. If you choose "Full Conversion" then Column BA (AMOUNT) and Column BB (TAXES) BOTH values will be convert based on selected Currency in (Column L). 2. If you choose "Partial Conversion" then Column BA (AMOUNT) only will be converted based on selected currency (Column L) and Column BB (TAXES) value (INR) will be added to the converted values.
Note on K895: gepadmin: 1. If you choose "Full Conversion" then Column BA (AMOUNT) and Column BB (TAXES) BOTH values will be convert based on selected Currency in (Column L). 2. If you choose "Partial Conversion" then Column BA (AMOUNT) only will be converted based on selected currency (Column L) and Column BB (TAXES) value (INR) will be added to the converted values.
Note on K896: gepadmin: 1. If you choose "Full Conversion" then Column BA (AMOUNT) and Column BB (TAXES) BOTH values will be convert based on selected Currency in (Column L). 2. If you choose "Partial Conversion" then Column BA (AMOUNT) only will be converted based on selected currency (Column L) and Column BB (TAXES) value (INR) will be added to the converted values.
Note on K898: gepadmin: 1. If you choose "Full Conversion" then Column BA (AMOUNT) and Column BB (TAXES) BOTH values will be convert based on selected Currency in (Column L). 2. If you choose "Partial Conversion" then Column BA (AMOUNT) only will be converted based on selected currency (Column L) and Column BB (TAXES) value (INR) will be added to the converted values.
Note on K899: gepadmin: 1. If you choose "Full Conversion" then Column BA (AMOUNT) and Column BB (TAXES) BOTH values will be convert based on selected Currency in (Column L). 2. If you choose "Partial Conversion" then Column BA (AMOUNT) only will be converted based on selected currency (Column L) and Column BB (TAXES) value (INR) will be added to the converted values.
Note on K900: gepadmin: 1. If you choose "Full Conversion" then Column BA (AMOUNT) and Column BB (TAXES) BOTH values will be convert based on selected Currency in (Column L). 2. If you choose "Partial Conversion" then Column BA (AMOUNT) only will be converted based on selected currency (Column L) and Column BB (TAXES) value (INR) will be added to the converted values.
Note on K902: gepadmin: 1. If you choose "Full Conversion" then Column BA (AMOUNT) and Column BB (TAXES) BOTH values will be convert based on selected Currency in (Column L). 2. If you choose "Partial Conversion" then Column BA (AMOUNT) only will be converted based on selected currency (Column L) and Column BB (TAXES) value (INR) will be added to the converted values.
Note on K903: gepadmin: 1. If you choose "Full Conversion" then Column BA (AMOUNT) and Column BB (TAXES) BOTH values will be convert based on selected Currency in (Column L). 2. If you choose "Partial Conversion" then Column BA (AMOUNT) only will be converted based on selected currency (Column L) and Column BB (TAXES) value (INR) will be added to the converted values.
Note on K904: gepadmin: 1. If you choose "Full Conversion" then Column BA (AMOUNT) and Column BB (TAXES) BOTH values will be convert based on selected Currency in (Column L). 2. If you choose "Partial Conversion" then Column BA (AMOUNT) only will be converted based on selected currency (Column L) and Column BB (TAXES) value (INR) will be added to the converted values.
Note on K905: gepadmin: 1. If you choose "Full Conversion" then Column BA (AMOUNT) and Column BB (TAXES) BOTH values will be convert based on selected Currency in (Column L). 2. If you choose "Partial Conversion" then Column BA (AMOUNT) only will be converted based on selected currency (Column L) and Column BB (TAXES) value (INR) will be added to the converted values.
Note on K906: gepadmin: 1. If you choose "Full Conversion" then Column BA (AMOUNT) and Column BB (TAXES) BOTH values will be convert based on selected Currency in (Column L). 2. If you choose "Partial Conversion" then Column BA (AMOUNT) only will be converted based on selected currency (Column L) and Column BB (TAXES) value (INR) will be added to the converted values.
Note on K907: gepadmin: 1. If you choose "Full Conversion" then Column BA (AMOUNT) and Column BB (TAXES) BOTH values will be convert based on selected Currency in (Column L). 2. If you choose "Partial Conversion" then Column BA (AMOUNT) only will be converted based on selected currency (Column L) and Column BB (TAXES) value (INR) will be added to the converted values.
Note on K908: gepadmin: 1. If you choose "Full Conversion" then Column BA (AMOUNT) and Column BB (TAXES) BOTH values will be convert based on selected Currency in (Column L). 2. If you choose "Partial Conversion" then Column BA (AMOUNT) only will be converted based on selected currency (Column L) and Column BB (TAXES) value (INR) will be added to the converted values.
Note on K909: gepadmin: 1. If you choose "Full Conversion" then Column BA (AMOUNT) and Column BB (TAXES) BOTH values will be convert based on selected Currency in (Column L). 2. If you choose "Partial Conversion" then Column BA (AMOUNT) only will be converted based on selected currency (Column L) and Column BB (TAXES) value (INR) will be added to the converted values.
Note on K910: gepadmin: 1. If you choose "Full Conversion" then Column BA (AMOUNT) and Column BB (TAXES) BOTH values will be convert based on selected Currency in (Column L). 2. If you choose "Partial Conversion" then Column BA (AMOUNT) only will be converted based on selected currency (Column L) and Column BB (TAXES) value (INR) will be added to the converted values.
Note on K911: gepadmin: 1. If you choose "Full Conversion" then Column BA (AMOUNT) and Column BB (TAXES) BOTH values will be convert based on selected Currency in (Column L). 2. If you choose "Partial Conversion" then Column BA (AMOUNT) only will be converted based on selected currency (Column L) and Column BB (TAXES) value (INR) will be added to the converted values.
Note on K913: gepadmin: 1. If you choose "Full Conversion" then Column BA (AMOUNT) and Column BB (TAXES) BOTH values will be convert based on selected Currency in (Column L). 2. If you choose "Partial Conversion" then Column BA (AMOUNT) only will be converted based on selected currency (Column L) and Column BB (TAXES) value (INR) will be added to the converted values.
Note on K914: gepadmin: 1. If you choose "Full Conversion" then Column BA (AMOUNT) and Column BB (TAXES) BOTH values will be convert based on selected Currency in (Column L). 2. If you choose "Partial Conversion" then Column BA (AMOUNT) only will be converted based on selected currency (Column L) and Column BB (TAXES) value (INR) will be added to the converted values.
Note on K915: gepadmin: 1. If you choose "Full Conversion" then Column BA (AMOUNT) and Column BB (TAXES) BOTH values will be convert based on selected Currency in (Column L). 2. If you choose "Partial Conversion" then Column BA (AMOUNT) only will be converted based on selected currency (Column L) and Column BB (TAXES) value (INR) will be added to the converted values.
Note on K916: gepadmin: 1. If you choose "Full Conversion" then Column BA (AMOUNT) and Column BB (TAXES) BOTH values will be convert based on selected Currency in (Column L). 2. If you choose "Partial Conversion" then Column BA (AMOUNT) only will be converted based on selected currency (Column L) and Column BB (TAXES) value (INR) will be added to the converted values.
Note on K918: gepadmin: 1. If you choose "Full Conversion" then Column BA (AMOUNT) and Column BB (TAXES) BOTH values will be convert based on selected Currency in (Column L). 2. If you choose "Partial Conversion" then Column BA (AMOUNT) only will be converted based on selected currency (Column L) and Column BB (TAXES) value (INR) will be added to the converted values.
Note on K919: gepadmin: 1. If you choose "Full Conversion" then Column BA (AMOUNT) and Column BB (TAXES) BOTH values will be convert based on selected Currency in (Column L). 2. If you choose "Partial Conversion" then Column BA (AMOUNT) only will be converted based on selected currency (Column L) and Column BB (TAXES) value (INR) will be added to the converted values.
Note on K920: gepadmin: 1. If you choose "Full Conversion" then Column BA (AMOUNT) and Column BB (TAXES) BOTH values will be convert based on selected Currency in (Column L). 2. If you choose "Partial Conversion" then Column BA (AMOUNT) only will be converted based on selected currency (Column L) and Column BB (TAXES) value (INR) will be added to the converted values.
Note on K922: gepadmin: 1. If you choose "Full Conversion" then Column BA (AMOUNT) and Column BB (TAXES) BOTH values will be convert based on selected Currency in (Column L). 2. If you choose "Partial Conversion" then Column BA (AMOUNT) only will be converted based on selected currency (Column L) and Column BB (TAXES) value (INR) will be added to the converted values.
Note on K923: gepadmin: 1. If you choose "Full Conversion" then Column BA (AMOUNT) and Column BB (TAXES) BOTH values will be convert based on selected Currency in (Column L). 2. If you choose "Partial Conversion" then Column BA (AMOUNT) only will be converted based on selected currency (Column L) and Column BB (TAXES) value (INR) will be added to the converted values.
Note on K924: gepadmin: 1. If you choose "Full Conversion" then Column BA (AMOUNT) and Column BB (TAXES) BOTH values will be convert based on selected Currency in (Column L). 2. If you choose "Partial Conversion" then Column BA (AMOUNT) only will be converted based on selected currency (Column L) and Column BB (TAXES) value (INR) will be added to the converted values.
Note on K926: gepadmin: 1. If you choose "Full Conversion" then Column BA (AMOUNT) and Column BB (TAXES) BOTH values will be convert based on selected Currency in (Column L). 2. If you choose "Partial Conversion" then Column BA (AMOUNT) only will be converted based on selected currency (Column L) and Column BB (TAXES) value (INR) will be added to the converted values.
Note on K927: gepadmin: 1. If you choose "Full Conversion" then Column BA (AMOUNT) and Column BB (TAXES) BOTH values will be convert based on selected Currency in (Column L). 2. If you choose "Partial Conversion" then Column BA (AMOUNT) only will be converted based on selected currency (Column L) and Column BB (TAXES) value (INR) will be added to the converted values.
Note on K928: gepadmin: 1. If you choose "Full Conversion" then Column BA (AMOUNT) and Column BB (TAXES) BOTH values will be convert based on selected Currency in (Column L). 2. If you choose "Partial Conversion" then Column BA (AMOUNT) only will be converted based on selected currency (Column L) and Column BB (TAXES) value (INR) will be added to the converted values.
Note on K929: gepadmin: 1. If you choose "Full Conversion" then Column BA (AMOUNT) and Column BB (TAXES) BOTH values will be convert based on selected Currency in (Column L). 2. If you choose "Partial Conversion" then Column BA (AMOUNT) only will be converted based on selected currency (Column L) and Column BB (TAXES) value (INR) will be added to the converted values.
Note on K930: gepadmin: 1. If you choose "Full Conversion" then Column BA (AMOUNT) and Column BB (TAXES) BOTH values will be convert based on selected Currency in (Column L). 2. If you choose "Partial Conversion" then Column BA (AMOUNT) only will be converted based on selected currency (Column L) and Column BB (TAXES) value (INR) will be added to the converted values.
Note on K931: gepadmin: 1. If you choose "Full Conversion" then Column BA (AMOUNT) and Column BB (TAXES) BOTH values will be convert based on selected Currency in (Column L). 2. If you choose "Partial Conversion" then Column BA (AMOUNT) only will be converted based on selected currency (Column L) and Column BB (TAXES) value (INR) will be added to the converted values.
Note on K933: gepadmin: 1. If you choose "Full Conversion" then Column BA (AMOUNT) and Column BB (TAXES) BOTH values will be convert based on selected Currency in (Column L). 2. If you choose "Partial Conversion" then Column BA (AMOUNT) only will be converted based on selected currency (Column L) and Column BB (TAXES) value (INR) will be added to the converted values.
Note on K934: gepadmin: 1. If you choose "Full Conversion" then Column BA (AMOUNT) and Column BB (TAXES) BOTH values will be convert based on selected Currency in (Column L). 2. If you choose "Partial Conversion" then Column BA (AMOUNT) only will be converted based on selected currency (Column L) and Column BB (TAXES) value (INR) will be added to the converted values.
Note on K936: gepadmin: 1. If you choose "Full Conversion" then Column BA (AMOUNT) and Column BB (TAXES) BOTH values will be convert based on selected Currency in (Column L). 2. If you choose "Partial Conversion" then Column BA (AMOUNT) only will be converted based on selected currency (Column L) and Column BB (TAXES) value (INR) will be added to the converted values.
Note on K937: gepadmin: 1. If you choose "Full Conversion" then Column BA (AMOUNT) and Column BB (TAXES) BOTH values will be convert based on selected Currency in (Column L). 2. If you choose "Partial Conversion" then Column BA (AMOUNT) only will be converted based on selected currency (Column L) and Column BB (TAXES) value (INR) will be added to the converted values.
Note on K938: gepadmin: 1. If you choose "Full Conversion" then Column BA (AMOUNT) and Column BB (TAXES) BOTH values will be convert based on selected Currency in (Column L). 2. If you choose "Partial Conversion" then Column BA (AMOUNT) only will be converted based on selected currency (Column L) and Column BB (TAXES) value (INR) will be added to the converted values.
Note on K940: gepadmin: 1. If you choose "Full Conversion" then Column BA (AMOUNT) and Column BB (TAXES) BOTH values will be convert based on selected Currency in (Column L). 2. If you choose "Partial Conversion" then Column BA (AMOUNT) only will be converted based on selected currency (Column L) and Column BB (TAXES) value (INR) will be added to the converted values.
Note on K941: gepadmin: 1. If you choose "Full Conversion" then Column BA (AMOUNT) and Column BB (TAXES) BOTH values will be convert based on selected Currency in (Column L). 2. If you choose "Partial Conversion" then Column BA (AMOUNT) only will be converted based on selected currency (Column L) and Column BB (TAXES) value (INR) will be added to the converted values.
Note on K942: gepadmin: 1. If you choose "Full Conversion" then Column BA (AMOUNT) and Column BB (TAXES) BOTH values will be convert based on selected Currency in (Column L). 2. If you choose "Partial Conversion" then Column BA (AMOUNT) only will be converted based on selected currency (Column L) and Column BB (TAXES) value (INR) will be added to the converted values.
Note on K944: gepadmin: 1. If you choose "Full Conversion" then Column BA (AMOUNT) and Column BB (TAXES) BOTH values will be convert based on selected Currency in (Column L). 2. If you choose "Partial Conversion" then Column BA (AMOUNT) only will be converted based on selected currency (Column L) and Column BB (TAXES) value (INR) will be added to the converted values.
Note on K945: gepadmin: 1. If you choose "Full Conversion" then Column BA (AMOUNT) and Column BB (TAXES) BOTH values will be convert based on selected Currency in (Column L). 2. If you choose "Partial Conversion" then Column BA (AMOUNT) only will be converted based on selected currency (Column L) and Column BB (TAXES) value (INR) will be added to the converted values.
Note on K946: gepadmin: 1. If you choose "Full Conversion" then Column BA (AMOUNT) and Column BB (TAXES) BOTH values will be convert based on selected Currency in (Column L). 2. If you choose "Partial Conversion" then Column BA (AMOUNT) only will be converted based on selected currency (Column L) and Column BB (TAXES) value (INR) will be added to the converted values.
Note on K947: gepadmin: 1. If you choose "Full Conversion" then Column BA (AMOUNT) and Column BB (TAXES) BOTH values will be convert based on selected Currency in (Column L). 2. If you choose "Partial Conversion" then Column BA (AMOUNT) only will be converted based on selected currency (Column L) and Column BB (TAXES) value (INR) will be added to the converted values.
Note on K948: gepadmin: 1. If you choose "Full Conversion" then Column BA (AMOUNT) and Column BB (TAXES) BOTH values will be convert based on selected Currency in (Column L). 2. If you choose "Partial Conversion" then Column BA (AMOUNT) only will be converted based on selected currency (Column L) and Column BB (TAXES) value (INR) will be added to the converted values.
Note on K949: gepadmin: 1. If you choose "Full Conversion" then Column BA (AMOUNT) and Column BB (TAXES) BOTH values will be convert based on selected Currency in (Column L). 2. If you choose "Partial Conversion" then Column BA (AMOUNT) only will be converted based on selected currency (Column L) and Column BB (TAXES) value (INR) will be added to the converted values.
Note on K950: gepadmin: 1. If you choose "Full Conversion" then Column BA (AMOUNT) and Column BB (TAXES) BOTH values will be convert based on selected Currency in (Column L). 2. If you choose "Partial Conversion" then Column BA (AMOUNT) only will be converted based on selected currency (Column L) and Column BB (TAXES) value (INR) will be added to the converted values.
Note on K952: gepadmin: 1. If you choose "Full Conversion" then Column BA (AMOUNT) and Column BB (TAXES) BOTH values will be convert based on selected Currency in (Column L). 2. If you choose "Partial Conversion" then Column BA (AMOUNT) only will be converted based on selected currency (Column L) and Column BB (TAXES) value (INR) will be added to the converted values.
Note on K953: gepadmin: 1. If you choose "Full Conversion" then Column BA (AMOUNT) and Column BB (TAXES) BOTH values will be convert based on selected Currency in (Column L). 2. If you choose "Partial Conversion" then Column BA (AMOUNT) only will be converted based on selected currency (Column L) and Column BB (TAXES) value (INR) will be added to the converted values.
Note on K954: gepadmin: 1. If you choose "Full Conversion" then Column BA (AMOUNT) and Column BB (TAXES) BOTH values will be convert based on selected Currency in (Column L). 2. If you choose "Partial Conversion" then Column BA (AMOUNT) only will be converted based on selected currency (Column L) and Column BB (TAXES) value (INR) will be added to the converted values.
Note on K955: gepadmin: 1. If you choose "Full Conversion" then Column BA (AMOUNT) and Column BB (TAXES) BOTH values will be convert based on selected Currency in (Column L). 2. If you choose "Partial Conversion" then Column BA (AMOUNT) only will be converted based on selected currency (Column L) and Column BB (TAXES) value (INR) will be added to the converted values.
Note on K957: gepadmin: 1. If you choose "Full Conversion" then Column BA (AMOUNT) and Column BB (TAXES) BOTH values will be convert based on selected Currency in (Column L). 2. If you choose "Partial Conversion" then Column BA (AMOUNT) only will be converted based on selected currency (Column L) and Column BB (TAXES) value (INR) will be added to the converted values.
Note on K958: gepadmin: 1. If you choose "Full Conversion" then Column BA (AMOUNT) and Column BB (TAXES) BOTH values will be convert based on selected Currency in (Column L). 2. If you choose "Partial Conversion" then Column BA (AMOUNT) only will be converted based on selected currency (Column L) and Column BB (TAXES) value (INR) will be added to the converted values.
Note on K959: gepadmin: 1. If you choose "Full Conversion" then Column BA (AMOUNT) and Column BB (TAXES) BOTH values will be convert based on selected Currency in (Column L). 2. If you choose "Partial Conversion" then Column BA (AMOUNT) only will be converted based on selected currency (Column L) and Column BB (TAXES) value (INR) will be added to the converted values.
Note on K960: gepadmin: 1. If you choose "Full Conversion" then Column BA (AMOUNT) and Column BB (TAXES) BOTH values will be convert based on selected Currency in (Column L). 2. If you choose "Partial Conversion" then Column BA (AMOUNT) only will be converted based on selected currency (Column L) and Column BB (TAXES) value (INR) will be added to the converted values.
Note on K961: gepadmin: 1. If you choose "Full Conversion" then Column BA (AMOUNT) and Column BB (TAXES) BOTH values will be convert based on selected Currency in (Column L). 2. If you choose "Partial Conversion" then Column BA (AMOUNT) only will be converted based on selected currency (Column L) and Column BB (TAXES) value (INR) will be added to the converted values.
Note on K962: gepadmin: 1. If you choose "Full Conversion" then Column BA (AMOUNT) and Column BB (TAXES) BOTH values will be convert based on selected Currency in (Column L). 2. If you choose "Partial Conversion" then Column BA (AMOUNT) only will be converted based on selected currency (Column L) and Column BB (TAXES) value (INR) will be added to the converted values.
Note on K963: gepadmin: 1. If you choose "Full Conversion" then Column BA (AMOUNT) and Column BB (TAXES) BOTH values will be convert based on selected Currency in (Column L). 2. If you choose "Partial Conversion" then Column BA (AMOUNT) only will be converted based on selected currency (Column L) and Column BB (TAXES) value (INR) will be added to the converted values.
Note on K964: gepadmin: 1. If you choose "Full Conversion" then Column BA (AMOUNT) and Column BB (TAXES) BOTH values will be convert based on selected Currency in (Column L). 2. If you choose "Partial Conversion" then Column BA (AMOUNT) only will be converted based on selected currency (Column L) and Column BB (TAXES) value (INR) will be added to the converted values.
Note on K965: gepadmin: 1. If you choose "Full Conversion" then Column BA (AMOUNT) and Column BB (TAXES) BOTH values will be convert based on selected Currency in (Column L). 2. If you choose "Partial Conversion" then Column BA (AMOUNT) only will be converted based on selected currency (Column L) and Column BB (TAXES) value (INR) will be added to the converted values.
Note on K967: gepadmin: 1. If you choose "Full Conversion" then Column BA (AMOUNT) and Column BB (TAXES) BOTH values will be convert based on selected Currency in (Column L). 2. If you choose "Partial Conversion" then Column BA (AMOUNT) only will be converted based on selected currency (Column L) and Column BB (TAXES) value (INR) will be added to the converted values.
Note on K968: gepadmin: 1. If you choose "Full Conversion" then Column BA (AMOUNT) and Column BB (TAXES) BOTH values will be convert based on selected Currency in (Column L). 2. If you choose "Partial Conversion" then Column BA (AMOUNT) only will be converted based on selected currency (Column L) and Column BB (TAXES) value (INR) will be added to the converted values.
Note on K969: gepadmin: 1. If you choose "Full Conversion" then Column BA (AMOUNT) and Column BB (TAXES) BOTH values will be convert based on selected Currency in (Column L). 2. If you choose "Partial Conversion" then Column BA (AMOUNT) only will be converted based on selected currency (Column L) and Column BB (TAXES) value (INR) will be added to the converted values.
Note on K970: gepadmin: 1. If you choose "Full Conversion" then Column BA (AMOUNT) and Column BB (TAXES) BOTH values will be convert based on selected Currency in (Column L). 2. If you choose "Partial Conversion" then Column BA (AMOUNT) only will be converted based on selected currency (Column L) and Column BB (TAXES) value (INR) will be added to the converted values.
Note on K972: gepadmin: 1. If you choose "Full Conversion" then Column BA (AMOUNT) and Column BB (TAXES) BOTH values will be convert based on selected Currency in (Column L). 2. If you choose "Partial Conversion" then Column BA (AMOUNT) only will be converted based on selected currency (Column L) and Column BB (TAXES) value (INR) will be added to the converted values.
Note on K973: gepadmin: 1. If you choose "Full Conversion" then Column BA (AMOUNT) and Column BB (TAXES) BOTH values will be convert based on selected Currency in (Column L). 2. If you choose "Partial Conversion" then Column BA (AMOUNT) only will be converted based on selected currency (Column L) and Column BB (TAXES) value (INR) will be added to the converted values.
Note on K974: gepadmin: 1. If you choose "Full Conversion" then Column BA (AMOUNT) and Column BB (TAXES) BOTH values will be convert based on selected Currency in (Column L). 2. If you choose "Partial Conversion" then Column BA (AMOUNT) only will be converted based on selected currency (Column L) and Column BB (TAXES) value (INR) will be added to the converted values.
Note on K975: gepadmin: 1. If you choose "Full Conversion" then Column BA (AMOUNT) and Column BB (TAXES) BOTH values will be convert based on selected Currency in (Column L). 2. If you choose "Partial Conversion" then Column BA (AMOUNT) only will be converted based on selected currency (Column L) and Column BB (TAXES) value (INR) will be added to the converted values.
Note on K977: gepadmin: 1. If you choose "Full Conversion" then Column BA (AMOUNT) and Column BB (TAXES) BOTH values will be convert based on selected Currency in (Column L). 2. If you choose "Partial Conversion" then Column BA (AMOUNT) only will be converted based on selected currency (Column L) and Column BB (TAXES) value (INR) will be added to the converted values.
Note on K978: gepadmin: 1. If you choose "Full Conversion" then Column BA (AMOUNT) and Column BB (TAXES) BOTH values will be convert based on selected Currency in (Column L). 2. If you choose "Partial Conversion" then Column BA (AMOUNT) only will be converted based on selected currency (Column L) and Column BB (TAXES) value (INR) will be added to the converted values.
Note on K979: gepadmin: 1. If you choose "Full Conversion" then Column BA (AMOUNT) and Column BB (TAXES) BOTH values will be convert based on selected Currency in (Column L). 2. If you choose "Partial Conversion" then Column BA (AMOUNT) only will be converted based on selected currency (Column L) and Column BB (TAXES) value (INR) will be added to the converted values.
Note on K980: gepadmin: 1. If you choose "Full Conversion" then Column BA (AMOUNT) and Column BB (TAXES) BOTH values will be convert based on selected Currency in (Column L). 2. If you choose "Partial Conversion" then Column BA (AMOUNT) only will be converted based on selected currency (Column L) and Column BB (TAXES) value (INR) will be added to the converted values.
Note on K982: gepadmin: 1. If you choose "Full Conversion" then Column BA (AMOUNT) and Column BB (TAXES) BOTH values will be convert based on selected Currency in (Column L). 2. If you choose "Partial Conversion" then Column BA (AMOUNT) only will be converted based on selected currency (Column L) and Column BB (TAXES) value (INR) will be added to the converted values.
Note on K983: gepadmin: 1. If you choose "Full Conversion" then Column BA (AMOUNT) and Column BB (TAXES) BOTH values will be convert based on selected Currency in (Column L). 2. If you choose "Partial Conversion" then Column BA (AMOUNT) only will be converted based on selected currency (Column L) and Column BB (TAXES) value (INR) will be added to the converted values.
Note on K984: gepadmin: 1. If you choose "Full Conversion" then Column BA (AMOUNT) and Column BB (TAXES) BOTH values will be convert based on selected Currency in (Column L). 2. If you choose "Partial Conversion" then Column BA (AMOUNT) only will be converted based on selected currency (Column L) and Column BB (TAXES) value (INR) will be added to the converted values.
Note on K985: gepadmin: 1. If you choose "Full Conversion" then Column BA (AMOUNT) and Column BB (TAXES) BOTH values will be convert based on selected Currency in (Column L). 2. If you choose "Partial Conversion" then Column BA (AMOUNT) only will be converted based on selected currency (Column L) and Column BB (TAXES) value (INR) will be added to the converted values.
Note on K986: gepadmin: 1. If you choose "Full Conversion" then Column BA (AMOUNT) and Column BB (TAXES) BOTH values will be convert based on selected Currency in (Column L). 2. If you choose "Partial Conversion" then Column BA (AMOUNT) only will be converted based on selected currency (Column L) and Column BB (TAXES) value (INR) will be added to the converted values.
Note on K987: gepadmin: 1. If you choose "Full Conversion" then Column BA (AMOUNT) and Column BB (TAXES) BOTH values will be convert based on selected Currency in (Column L). 2. If you choose "Partial Conversion" then Column BA (AMOUNT) only will be converted based on selected currency (Column L) and Column BB (TAXES) value (INR) will be added to the converted values.
Note on K988: gepadmin: 1. If you choose "Full Conversion" then Column BA (AMOUNT) and Column BB (TAXES) BOTH values will be convert based on selected Currency in (Column L). 2. If you choose "Partial Conversion" then Column BA (AMOUNT) only will be converted based on selected currency (Column L) and Column BB (TAXES) value (INR) will be added to the converted values.
Note on K989: gepadmin: 1. If you choose "Full Conversion" then Column BA (AMOUNT) and Column BB (TAXES) BOTH values will be convert based on selected Currency in (Column L). 2. If you choose "Partial Conversion" then Column BA (AMOUNT) only will be converted based on selected currency (Column L) and Column BB (TAXES) value (INR) will be added to the converted values.
Note on K990: gepadmin: 1. If you choose "Full Conversion" then Column BA (AMOUNT) and Column BB (TAXES) BOTH values will be convert based on selected Currency in (Column L). 2. If you choose "Partial Conversion" then Column BA (AMOUNT) only will be converted based on selected currency (Column L) and Column BB (TAXES) value (INR) will be added to the converted values.
Note on K991: gepadmin: 1. If you choose "Full Conversion" then Column BA (AMOUNT) and Column BB (TAXES) BOTH values will be convert based on selected Currency in (Column L). 2. If you choose "Partial Conversion" then Column BA (AMOUNT) only will be converted based on selected currency (Column L) and Column BB (TAXES) value (INR) will be added to the converted values.
Note on K992: gepadmin: 1. If you choose "Full Conversion" then Column BA (AMOUNT) and Column BB (TAXES) BOTH values will be convert based on selected Currency in (Column L). 2. If you choose "Partial Conversion" then Column BA (AMOUNT) only will be converted based on selected currency (Column L) and Column BB (TAXES) value (INR) will be added to the converted values.
Note on K993: gepadmin: 1. If you choose "Full Conversion" then Column BA (AMOUNT) and Column BB (TAXES) BOTH values will be convert based on selected Currency in (Column L). 2. If you choose "Partial Conversion" then Column BA (AMOUNT) only will be converted based on selected currency (Column L) and Column BB (TAXES) value (INR) will be added to the converted values.
Note on K994: gepadmin: 1. If you choose "Full Conversion" then Column BA (AMOUNT) and Column BB (TAXES) BOTH values will be convert based on selected Currency in (Column L). 2. If you choose "Partial Conversion" then Column BA (AMOUNT) only will be converted based on selected currency (Column L) and Column BB (TAXES) value (INR) will be added to the converted values.
Note on K995: gepadmin: 1. If you choose "Full Conversion" then Column BA (AMOUNT) and Column BB (TAXES) BOTH values will be convert based on selected Currency in (Column L). 2. If you choose "Partial Conversion" then Column BA (AMOUNT) only will be converted based on selected currency (Column L) and Column BB (TAXES) value (INR) will be added to the converted values.
Note on K996: gepadmin: 1. If you choose "Full Conversion" then Column BA (AMOUNT) and Column BB (TAXES) BOTH values will be convert based on selected Currency in (Column L). 2. If you choose "Partial Conversion" then Column BA (AMOUNT) only will be converted based on selected currency (Column L) and Column BB (TAXES) value (INR) will be added to the converted values.
Note on K998: gepadmin: 1. If you choose "Full Conversion" then Column BA (AMOUNT) and Column BB (TAXES) BOTH values will be convert based on selected Currency in (Column L). 2. If you choose "Partial Conversion" then Column BA (AMOUNT) only will be converted based on selected currency (Column L) and Column BB (TAXES) value (INR) will be added to the converted values.
Note on K999: gepadmin: 1. If you choose "Full Conversion" then Column BA (AMOUNT) and Column BB (TAXES) BOTH values will be convert based on selected Currency in (Column L). 2. If you choose "Partial Conversion" then Column BA (AMOUNT) only will be converted based on selected currency (Column L) and Column BB (TAXES) value (INR) will be added to the converted values.
Note on K1000: gepadmin: 1. If you choose "Full Conversion" then Column BA (AMOUNT) and Column BB (TAXES) BOTH values will be convert based on selected Currency in (Column L). 2. If you choose "Partial Conversion" then Column BA (AMOUNT) only will be converted based on selected currency (Column L) and Column BB (TAXES) value (INR) will be added to the converted values.
Note on K1001: gepadmin: 1. If you choose "Full Conversion" then Column BA (AMOUNT) and Column BB (TAXES) BOTH values will be convert based on selected Currency in (Column L). 2. If you choose "Partial Conversion" then Column BA (AMOUNT) only will be converted based on selected currency (Column L) and Column BB (TAXES) value (INR) will be added to the converted values.
Note on K1002: gepadmin: 1. If you choose "Full Conversion" then Column BA (AMOUNT) and Column BB (TAXES) BOTH values will be convert based on selected Currency in (Column L). 2. If you choose "Partial Conversion" then Column BA (AMOUNT) only will be converted based on selected currency (Column L) and Column BB (TAXES) value (INR) will be added to the converted values.
Note on K1003: gepadmin: 1. If you choose "Full Conversion" then Column BA (AMOUNT) and Column BB (TAXES) BOTH values will be convert based on selected Currency in (Column L). 2. If you choose "Partial Conversion" then Column BA (AMOUNT) only will be converted based on selected currency (Column L) and Column BB (TAXES) value (INR) will be added to the converted values.
Note on K1004: gepadmin: 1. If you choose "Full Conversion" then Column BA (AMOUNT) and Column BB (TAXES) BOTH values will be convert based on selected Currency in (Column L). 2. If you choose "Partial Conversion" then Column BA (AMOUNT) only will be converted based on selected currency (Column L) and Column BB (TAXES) value (INR) will be added to the converted values.
Note on K1005: gepadmin: 1. If you choose "Full Conversion" then Column BA (AMOUNT) and Column BB (TAXES) BOTH values will be convert based on selected Currency in (Column L). 2. If you choose "Partial Conversion" then Column BA (AMOUNT) only will be converted based on selected currency (Column L) and Column BB (TAXES) value (INR) will be added to the converted values.
Note on K1006: gepadmin: 1. If you choose "Full Conversion" then Column BA (AMOUNT) and Column BB (TAXES) BOTH values will be convert based on selected Currency in (Column L). 2. If you choose "Partial Conversion" then Column BA (AMOUNT) only will be converted based on selected currency (Column L) and Column BB (TAXES) value (INR) will be added to the converted values.
Note on K1007: gepadmin: 1. If you choose "Full Conversion" then Column BA (AMOUNT) and Column BB (TAXES) BOTH values will be convert based on selected Currency in (Column L). 2. If you choose "Partial Conversion" then Column BA (AMOUNT) only will be converted based on selected currency (Column L) and Column BB (TAXES) value (INR) will be added to the converted values.
Note on K1008: gepadmin: 1. If you choose "Full Conversion" then Column BA (AMOUNT) and Column BB (TAXES) BOTH values will be convert based on selected Currency in (Column L). 2. If you choose "Partial Conversion" then Column BA (AMOUNT) only will be converted based on selected currency (Column L) and Column BB (TAXES) value (INR) will be added to the converted values.
Note on K1009: gepadmin: 1. If you choose "Full Conversion" then Column BA (AMOUNT) and Column BB (TAXES) BOTH values will be convert based on selected Currency in (Column L). 2. If you choose "Partial Conversion" then Column BA (AMOUNT) only will be converted based on selected currency (Column L) and Column BB (TAXES) value (INR) will be added to the converted values.
Note on K1011: gepadmin: 1. If you choose "Full Conversion" then Column BA (AMOUNT) and Column BB (TAXES) BOTH values will be convert based on selected Currency in (Column L). 2. If you choose "Partial Conversion" then Column BA (AMOUNT) only will be converted based on selected currency (Column L) and Column BB (TAXES) value (INR) will be added to the converted values.
Note on K1012: gepadmin: 1. If you choose "Full Conversion" then Column BA (AMOUNT) and Column BB (TAXES) BOTH values will be convert based on selected Currency in (Column L). 2. If you choose "Partial Conversion" then Column BA (AMOUNT) only will be converted based on selected currency (Column L) and Column BB (TAXES) value (INR) will be added to the converted values.
Note on K1014: gepadmin: 1. If you choose "Full Conversion" then Column BA (AMOUNT) and Column BB (TAXES) BOTH values will be convert based on selected Currency in (Column L). 2. If you choose "Partial Conversion" then Column BA (AMOUNT) only will be converted based on selected currency (Column L) and Column BB (TAXES) value (INR) will be added to the converted values.
Note on K1015: gepadmin: 1. If you choose "Full Conversion" then Column BA (AMOUNT) and Column BB (TAXES) BOTH values will be convert based on selected Currency in (Column L). 2. If you choose "Partial Conversion" then Column BA (AMOUNT) only will be converted based on selected currency (Column L) and Column BB (TAXES) value (INR) will be added to the converted values.
Note on K1016: gepadmin: 1. If you choose "Full Conversion" then Column BA (AMOUNT) and Column BB (TAXES) BOTH values will be convert based on selected Currency in (Column L). 2. If you choose "Partial Conversion" then Column BA (AMOUNT) only will be converted based on selected currency (Column L) and Column BB (TAXES) value (INR) will be added to the converted values.
Note on K1017: gepadmin: 1. If you choose "Full Conversion" then Column BA (AMOUNT) and Column BB (TAXES) BOTH values will be convert based on selected Currency in (Column L). 2. If you choose "Partial Conversion" then Column BA (AMOUNT) only will be converted based on selected currency (Column L) and Column BB (TAXES) value (INR) will be added to the converted values.
Note on K1018: gepadmin: 1. If you choose "Full Conversion" then Column BA (AMOUNT) and Column BB (TAXES) BOTH values will be convert based on selected Currency in (Column L). 2. If you choose "Partial Conversion" then Column BA (AMOUNT) only will be converted based on selected currency (Column L) and Column BB (TAXES) value (INR) will be added to the converted values.
Note on K1019: gepadmin: 1. If you choose "Full Conversion" then Column BA (AMOUNT) and Column BB (TAXES) BOTH values will be convert based on selected Currency in (Column L). 2. If you choose "Partial Conversion" then Column BA (AMOUNT) only will be converted based on selected currency (Column L) and Column BB (TAXES) value (INR) will be added to the converted values.
Note on K1020: gepadmin: 1. If you choose "Full Conversion" then Column BA (AMOUNT) and Column BB (TAXES) BOTH values will be convert based on selected Currency in (Column L). 2. If you choose "Partial Conversion" then Column BA (AMOUNT) only will be converted based on selected currency (Column L) and Column BB (TAXES) value (INR) will be added to the converted values.
Note on K1022: gepadmin: 1. If you choose "Full Conversion" then Column BA (AMOUNT) and Column BB (TAXES) BOTH values will be convert based on selected Currency in (Column L). 2. If you choose "Partial Conversion" then Column BA (AMOUNT) only will be converted based on selected currency (Column L) and Column BB (TAXES) value (INR) will be added to the converted values.
Note on K1023: gepadmin: 1. If you choose "Full Conversion" then Column BA (AMOUNT) and Column BB (TAXES) BOTH values will be convert based on selected Currency in (Column L). 2. If you choose "Partial Conversion" then Column BA (AMOUNT) only will be converted based on selected currency (Column L) and Column BB (TAXES) value (INR) will be added to the converted values.
Note on K1024: gepadmin: 1. If you choose "Full Conversion" then Column BA (AMOUNT) and Column BB (TAXES) BOTH values will be convert based on selected Currency in (Column L). 2. If you choose "Partial Conversion" then Column BA (AMOUNT) only will be converted based on selected currency (Column L) and Column BB (TAXES) value (INR) will be added to the converted values.
Note on K1025: gepadmin: 1. If you choose "Full Conversion" then Column BA (AMOUNT) and Column BB (TAXES) BOTH values will be convert based on selected Currency in (Column L). 2. If you choose "Partial Conversion" then Column BA (AMOUNT) only will be converted based on selected currency (Column L) and Column BB (TAXES) value (INR) will be added to the converted values.
Note on K1027: gepadmin: 1. If you choose "Full Conversion" then Column BA (AMOUNT) and Column BB (TAXES) BOTH values will be convert based on selected Currency in (Column L). 2. If you choose "Partial Conversion" then Column BA (AMOUNT) only will be converted based on selected currency (Column L) and Column BB (TAXES) value (INR) will be added to the converted values.
Note on K1028: gepadmin: 1. If you choose "Full Conversion" then Column BA (AMOUNT) and Column BB (TAXES) BOTH values will be convert based on selected Currency in (Column L). 2. If you choose "Partial Conversion" then Column BA (AMOUNT) only will be converted based on selected currency (Column L) and Column BB (TAXES) value (INR) will be added to the converted values.
Note on K1029: gepadmin: 1. If you choose "Full Conversion" then Column BA (AMOUNT) and Column BB (TAXES) BOTH values will be convert based on selected Currency in (Column L). 2. If you choose "Partial Conversion" then Column BA (AMOUNT) only will be converted based on selected currency (Column L) and Column BB (TAXES) value (INR) will be added to the converted values.
Note on K1030: gepadmin: 1. If you choose "Full Conversion" then Column BA (AMOUNT) and Column BB (TAXES) BOTH values will be convert based on selected Currency in (Column L). 2. If you choose "Partial Conversion" then Column BA (AMOUNT) only will be converted based on selected currency (Column L) and Column BB (TAXES) value (INR) will be added to the converted values.
Note on K1031: gepadmin: 1. If you choose "Full Conversion" then Column BA (AMOUNT) and Column BB (TAXES) BOTH values will be convert based on selected Currency in (Column L). 2. If you choose "Partial Conversion" then Column BA (AMOUNT) only will be converted based on selected currency (Column L) and Column BB (TAXES) value (INR) will be added to the converted values.
Note on K1032: gepadmin: 1. If you choose "Full Conversion" then Column BA (AMOUNT) and Column BB (TAXES) BOTH values will be convert based on selected Currency in (Column L). 2. If you choose "Partial Conversion" then Column BA (AMOUNT) only will be converted based on selected currency (Column L) and Column BB (TAXES) value (INR) will be added to the converted values.
Note on K1034: gepadmin: 1. If you choose "Full Conversion" then Column BA (AMOUNT) and Column BB (TAXES) BOTH values will be convert based on selected Currency in (Column L). 2. If you choose "Partial Conversion" then Column BA (AMOUNT) only will be converted based on selected currency (Column L) and Column BB (TAXES) value (INR) will be added to the converted values.
Note on K1035: gepadmin: 1. If you choose "Full Conversion" then Column BA (AMOUNT) and Column BB (TAXES) BOTH values will be convert based on selected Currency in (Column L). 2. If you choose "Partial Conversion" then Column BA (AMOUNT) only will be converted based on selected currency (Column L) and Column BB (TAXES) value (INR) will be added to the converted values.
Note on K1037: gepadmin: 1. If you choose "Full Conversion" then Column BA (AMOUNT) and Column BB (TAXES) BOTH values will be convert based on selected Currency in (Column L). 2. If you choose "Partial Conversion" then Column BA (AMOUNT) only will be converted based on selected currency (Column L) and Column BB (TAXES) value (INR) will be added to the converted values.
Note on K1038: gepadmin: 1. If you choose "Full Conversion" then Column BA (AMOUNT) and Column BB (TAXES) BOTH values will be convert based on selected Currency in (Column L). 2. If you choose "Partial Conversion" then Column BA (AMOUNT) only will be converted based on selected currency (Column L) and Column BB (TAXES) value (INR) will be added to the converted values.
Note on K1039: gepadmin: 1. If you choose "Full Conversion" then Column BA (AMOUNT) and Column BB (TAXES) BOTH values will be convert based on selected Currency in (Column L). 2. If you choose "Partial Conversion" then Column BA (AMOUNT) only will be converted based on selected currency (Column L) and Column BB (TAXES) value (INR) will be added to the converted values.
Note on K1040: gepadmin: 1. If you choose "Full Conversion" then Column BA (AMOUNT) and Column BB (TAXES) BOTH values will be convert based on selected Currency in (Column L). 2. If you choose "Partial Conversion" then Column BA (AMOUNT) only will be converted based on selected currency (Column L) and Column BB (TAXES) value (INR) will be added to the converted values.
Note on K1042: gepadmin: 1. If you choose "Full Conversion" then Column BA (AMOUNT) and Column BB (TAXES) BOTH values will be convert based on selected Currency in (Column L). 2. If you choose "Partial Conversion" then Column BA (AMOUNT) only will be converted based on selected currency (Column L) and Column BB (TAXES) value (INR) will be added to the converted values.
Note on K1043: gepadmin: 1. If you choose "Full Conversion" then Column BA (AMOUNT) and Column BB (TAXES) BOTH values will be convert based on selected Currency in (Column L). 2. If you choose "Partial Conversion" then Column BA (AMOUNT) only will be converted based on selected currency (Column L) and Column BB (TAXES) value (INR) will be added to the converted values.
Note on K1044: gepadmin: 1. If you choose "Full Conversion" then Column BA (AMOUNT) and Column BB (TAXES) BOTH values will be convert based on selected Currency in (Column L). 2. If you choose "Partial Conversion" then Column BA (AMOUNT) only will be converted based on selected currency (Column L) and Column BB (TAXES) value (INR) will be added to the converted values.
Note on K1045: gepadmin: 1. If you choose "Full Conversion" then Column BA (AMOUNT) and Column BB (TAXES) BOTH values will be convert based on selected Currency in (Column L). 2. If you choose "Partial Conversion" then Column BA (AMOUNT) only will be converted based on selected currency (Column L) and Column BB (TAXES) value (INR) will be added to the converted values.
Note on K1046: gepadmin: 1. If you choose "Full Conversion" then Column BA (AMOUNT) and Column BB (TAXES) BOTH values will be convert based on selected Currency in (Column L). 2. If you choose "Partial Conversion" then Column BA (AMOUNT) only will be converted based on selected currency (Column L) and Column BB (TAXES) value (INR) will be added to the converted values.
Note on K1047: gepadmin: 1. If you choose "Full Conversion" then Column BA (AMOUNT) and Column BB (TAXES) BOTH values will be convert based on selected Currency in (Column L). 2. If you choose "Partial Conversion" then Column BA (AMOUNT) only will be converted based on selected currency (Column L) and Column BB (TAXES) value (INR) will be added to the converted values.
Note on K1049: gepadmin: 1. If you choose "Full Conversion" then Column BA (AMOUNT) and Column BB (TAXES) BOTH values will be convert based on selected Currency in (Column L). 2. If you choose "Partial Conversion" then Column BA (AMOUNT) only will be converted based on selected currency (Column L) and Column BB (TAXES) value (INR) will be added to the converted values.
Note on K1050: gepadmin: 1. If you choose "Full Conversion" then Column BA (AMOUNT) and Column BB (TAXES) BOTH values will be convert based on selected Currency in (Column L). 2. If you choose "Partial Conversion" then Column BA (AMOUNT) only will be converted based on selected currency (Column L) and Column BB (TAXES) value (INR) will be added to the converted values.
Note on K1051: gepadmin: 1. If you choose "Full Conversion" then Column BA (AMOUNT) and Column BB (TAXES) BOTH values will be convert based on selected Currency in (Column L). 2. If you choose "Partial Conversion" then Column BA (AMOUNT) only will be converted based on selected currency (Column L) and Column BB (TAXES) value (INR) will be added to the converted values.
Note on K1052: gepadmin: 1. If you choose "Full Conversion" then Column BA (AMOUNT) and Column BB (TAXES) BOTH values will be convert based on selected Currency in (Column L). 2. If you choose "Partial Conversion" then Column BA (AMOUNT) only will be converted based on selected currency (Column L) and Column BB (TAXES) value (INR) will be added to the converted values.
Note on K1053: gepadmin: 1. If you choose "Full Conversion" then Column BA (AMOUNT) and Column BB (TAXES) BOTH values will be convert based on selected Currency in (Column L). 2. If you choose "Partial Conversion" then Column BA (AMOUNT) only will be converted based on selected currency (Column L) and Column BB (TAXES) value (INR) will be added to the converted values.
Note on K1054: gepadmin: 1. If you choose "Full Conversion" then Column BA (AMOUNT) and Column BB (TAXES) BOTH values will be convert based on selected Currency in (Column L). 2. If you choose "Partial Conversion" then Column BA (AMOUNT) only will be converted based on selected currency (Column L) and Column BB (TAXES) value (INR) will be added to the converted values.
Note on K1055: gepadmin: 1. If you choose "Full Conversion" then Column BA (AMOUNT) and Column BB (TAXES) BOTH values will be convert based on selected Currency in (Column L). 2. If you choose "Partial Conversion" then Column BA (AMOUNT) only will be converted based on selected currency (Column L) and Column BB (TAXES) value (INR) will be added to the converted values.
Note on K1056: gepadmin: 1. If you choose "Full Conversion" then Column BA (AMOUNT) and Column BB (TAXES) BOTH values will be convert based on selected Currency in (Column L). 2. If you choose "Partial Conversion" then Column BA (AMOUNT) only will be converted based on selected currency (Column L) and Column BB (TAXES) value (INR) will be added to the converted values.
Note on K1058: gepadmin: 1. If you choose "Full Conversion" then Column BA (AMOUNT) and Column BB (TAXES) BOTH values will be convert based on selected Currency in (Column L). 2. If you choose "Partial Conversion" then Column BA (AMOUNT) only will be converted based on selected currency (Column L) and Column BB (TAXES) value (INR) will be added to the converted values.
Note on K1059: gepadmin: 1. If you choose "Full Conversion" then Column BA (AMOUNT) and Column BB (TAXES) BOTH values will be convert based on selected Currency in (Column L). 2. If you choose "Partial Conversion" then Column BA (AMOUNT) only will be converted based on selected currency (Column L) and Column BB (TAXES) value (INR) will be added to the converted values.
Note on K1060: gepadmin: 1. If you choose "Full Conversion" then Column BA (AMOUNT) and Column BB (TAXES) BOTH values will be convert based on selected Currency in (Column L). 2. If you choose "Partial Conversion" then Column BA (AMOUNT) only will be converted based on selected currency (Column L) and Column BB (TAXES) value (INR) will be added to the converted values.
Note on K1061: gepadmin: 1. If you choose "Full Conversion" then Column BA (AMOUNT) and Column BB (TAXES) BOTH values will be convert based on selected Currency in (Column L). 2. If you choose "Partial Conversion" then Column BA (AMOUNT) only will be converted based on selected currency (Column L) and Column BB (TAXES) value (INR) will be added to the converted values.
Note on K1062: gepadmin: 1. If you choose "Full Conversion" then Column BA (AMOUNT) and Column BB (TAXES) BOTH values will be convert based on selected Currency in (Column L). 2. If you choose "Partial Conversion" then Column BA (AMOUNT) only will be converted based on selected currency (Column L) and Column BB (TAXES) value (INR) will be added to the converted values.
Note on K1063: gepadmin: 1. If you choose "Full Conversion" then Column BA (AMOUNT) and Column BB (TAXES) BOTH values will be convert based on selected Currency in (Column L). 2. If you choose "Partial Conversion" then Column BA (AMOUNT) only will be converted based on selected currency (Column L) and Column BB (TAXES) value (INR) will be added to the converted values.
Note on K1064: gepadmin: 1. If you choose "Full Conversion" then Column BA (AMOUNT) and Column BB (TAXES) BOTH values will be convert based on selected Currency in (Column L). 2. If you choose "Partial Conversion" then Column BA (AMOUNT) only will be converted based on selected currency (Column L) and Column BB (TAXES) value (INR) will be added to the converted values.
Note on K1065: gepadmin: 1. If you choose "Full Conversion" then Column BA (AMOUNT) and Column BB (TAXES) BOTH values will be convert based on selected Currency in (Column L). 2. If you choose "Partial Conversion" then Column BA (AMOUNT) only will be converted based on selected currency (Column L) and Column BB (TAXES) value (INR) will be added to the converted values.
Note on K1067: gepadmin: 1. If you choose "Full Conversion" then Column BA (AMOUNT) and Column BB (TAXES) BOTH values will be convert based on selected Currency in (Column L). 2. If you choose "Partial Conversion" then Column BA (AMOUNT) only will be converted based on selected currency (Column L) and Column BB (TAXES) value (INR) will be added to the converted values.
Note on K1068: gepadmin: 1. If you choose "Full Conversion" then Column BA (AMOUNT) and Column BB (TAXES) BOTH values will be convert based on selected Currency in (Column L). 2. If you choose "Partial Conversion" then Column BA (AMOUNT) only will be converted based on selected currency (Column L) and Column BB (TAXES) value (INR) will be added to the converted values.
Note on K1069: gepadmin: 1. If you choose "Full Conversion" then Column BA (AMOUNT) and Column BB (TAXES) BOTH values will be convert based on selected Currency in (Column L). 2. If you choose "Partial Conversion" then Column BA (AMOUNT) only will be converted based on selected currency (Column L) and Column BB (TAXES) value (INR) will be added to the converted values.
Note on K1071: gepadmin: 1. If you choose "Full Conversion" then Column BA (AMOUNT) and Column BB (TAXES) BOTH values will be convert based on selected Currency in (Column L). 2. If you choose "Partial Conversion" then Column BA (AMOUNT) only will be converted based on selected currency (Column L) and Column BB (TAXES) value (INR) will be added to the converted values.
Note on K1072: gepadmin: 1. If you choose "Full Conversion" then Column BA (AMOUNT) and Column BB (TAXES) BOTH values will be convert based on selected Currency in (Column L). 2. If you choose "Partial Conversion" then Column BA (AMOUNT) only will be converted based on selected currency (Column L) and Column BB (TAXES) value (INR) will be added to the converted values.
Note on K1073: gepadmin: 1. If you choose "Full Conversion" then Column BA (AMOUNT) and Column BB (TAXES) BOTH values will be convert based on selected Currency in (Column L). 2. If you choose "Partial Conversion" then Column BA (AMOUNT) only will be converted based on selected currency (Column L) and Column BB (TAXES) value (INR) will be added to the converted values.
Note on K1074: gepadmin: 1. If you choose "Full Conversion" then Column BA (AMOUNT) and Column BB (TAXES) BOTH values will be convert based on selected Currency in (Column L). 2. If you choose "Partial Conversion" then Column BA (AMOUNT) only will be converted based on selected currency (Column L) and Column BB (TAXES) value (INR) will be added to the converted values.
Note on K1075: gepadmin: 1. If you choose "Full Conversion" then Column BA (AMOUNT) and Column BB (TAXES) BOTH values will be convert based on selected Currency in (Column L). 2. If you choose "Partial Conversion" then Column BA (AMOUNT) only will be converted based on selected currency (Column L) and Column BB (TAXES) value (INR) will be added to the converted values.
Note on K1076: gepadmin: 1. If you choose "Full Conversion" then Column BA (AMOUNT) and Column BB (TAXES) BOTH values will be convert based on selected Currency in (Column L). 2. If you choose "Partial Conversion" then Column BA (AMOUNT) only will be converted based on selected currency (Column L) and Column BB (TAXES) value (INR) will be added to the converted values.
Note on K1077: gepadmin: 1. If you choose "Full Conversion" then Column BA (AMOUNT) and Column BB (TAXES) BOTH values will be convert based on selected Currency in (Column L). 2. If you choose "Partial Conversion" then Column BA (AMOUNT) only will be converted based on selected currency (Column L) and Column BB (TAXES) value (INR) will be added to the converted values.
Note on K1078: gepadmin: 1. If you choose "Full Conversion" then Column BA (AMOUNT) and Column BB (TAXES) BOTH values will be convert based on selected Currency in (Column L). 2. If you choose "Partial Conversion" then Column BA (AMOUNT) only will be converted based on selected currency (Column L) and Column BB (TAXES) value (INR) will be added to the converted values.
Note on K1080: gepadmin: 1. If you choose "Full Conversion" then Column BA (AMOUNT) and Column BB (TAXES) BOTH values will be convert based on selected Currency in (Column L). 2. If you choose "Partial Conversion" then Column BA (AMOUNT) only will be converted based on selected currency (Column L) and Column BB (TAXES) value (INR) will be added to the converted values.
Note on K1081: gepadmin: 1. If you choose "Full Conversion" then Column BA (AMOUNT) and Column BB (TAXES) BOTH values will be convert based on selected Currency in (Column L). 2. If you choose "Partial Conversion" then Column BA (AMOUNT) only will be converted based on selected currency (Column L) and Column BB (TAXES) value (INR) will be added to the converted values.
Note on K1082: gepadmin: 1. If you choose "Full Conversion" then Column BA (AMOUNT) and Column BB (TAXES) BOTH values will be convert based on selected Currency in (Column L). 2. If you choose "Partial Conversion" then Column BA (AMOUNT) only will be converted based on selected currency (Column L) and Column BB (TAXES) value (INR) will be added to the converted values.
Note on K1083: gepadmin: 1. If you choose "Full Conversion" then Column BA (AMOUNT) and Column BB (TAXES) BOTH values will be convert based on selected Currency in (Column L). 2. If you choose "Partial Conversion" then Column BA (AMOUNT) only will be converted based on selected currency (Column L) and Column BB (TAXES) value (INR) will be added to the converted values.
Note on K1084: gepadmin: 1. If you choose "Full Conversion" then Column BA (AMOUNT) and Column BB (TAXES) BOTH values will be convert based on selected Currency in (Column L). 2. If you choose "Partial Conversion" then Column BA (AMOUNT) only will be converted based on selected currency (Column L) and Column BB (TAXES) value (INR) will be added to the converted values.
Note on K1085: gepadmin: 1. If you choose "Full Conversion" then Column BA (AMOUNT) and Column BB (TAXES) BOTH values will be convert based on selected Currency in (Column L). 2. If you choose "Partial Conversion" then Column BA (AMOUNT) only will be converted based on selected currency (Column L) and Column BB (TAXES) value (INR) will be added to the converted values.
Note on K1086: gepadmin: 1. If you choose "Full Conversion" then Column BA (AMOUNT) and Column BB (TAXES) BOTH values will be convert based on selected Currency in (Column L). 2. If you choose "Partial Conversion" then Column BA (AMOUNT) only will be converted based on selected currency (Column L) and Column BB (TAXES) value (INR) will be added to the converted values.
Note on K1088: gepadmin: 1. If you choose "Full Conversion" then Column BA (AMOUNT) and Column BB (TAXES) BOTH values will be convert based on selected Currency in (Column L). 2. If you choose "Partial Conversion" then Column BA (AMOUNT) only will be converted based on selected currency (Column L) and Column BB (TAXES) value (INR) will be added to the converted values.
Note on K1089: gepadmin: 1. If you choose "Full Conversion" then Column BA (AMOUNT) and Column BB (TAXES) BOTH values will be convert based on selected Currency in (Column L). 2. If you choose "Partial Conversion" then Column BA (AMOUNT) only will be converted based on selected currency (Column L) and Column BB (TAXES) value (INR) will be added to the converted values.
Note on K1090: gepadmin: 1. If you choose "Full Conversion" then Column BA (AMOUNT) and Column BB (TAXES) BOTH values will be convert based on selected Currency in (Column L). 2. If you choose "Partial Conversion" then Column BA (AMOUNT) only will be converted based on selected currency (Column L) and Column BB (TAXES) value (INR) will be added to the converted values.
Note on K1091: gepadmin: 1. If you choose "Full Conversion" then Column BA (AMOUNT) and Column BB (TAXES) BOTH values will be convert based on selected Currency in (Column L). 2. If you choose "Partial Conversion" then Column BA (AMOUNT) only will be converted based on selected currency (Column L) and Column BB (TAXES) value (INR) will be added to the converted values.
Note on K1092: gepadmin: 1. If you choose "Full Conversion" then Column BA (AMOUNT) and Column BB (TAXES) BOTH values will be convert based on selected Currency in (Column L). 2. If you choose "Partial Conversion" then Column BA (AMOUNT) only will be converted based on selected currency (Column L) and Column BB (TAXES) value (INR) will be added to the converted values.
Note on K1093: gepadmin: 1. If you choose "Full Conversion" then Column BA (AMOUNT) and Column BB (TAXES) BOTH values will be convert based on selected Currency in (Column L). 2. If you choose "Partial Conversion" then Column BA (AMOUNT) only will be converted based on selected currency (Column L) and Column BB (TAXES) value (INR) will be added to the converted values.
Note on K1094: gepadmin: 1. If you choose "Full Conversion" then Column BA (AMOUNT) and Column BB (TAXES) BOTH values will be convert based on selected Currency in (Column L). 2. If you choose "Partial Conversion" then Column BA (AMOUNT) only will be converted based on selected currency (Column L) and Column BB (TAXES) value (INR) will be added to the converted values.
Note on K1095: gepadmin: 1. If you choose "Full Conversion" then Column BA (AMOUNT) and Column BB (TAXES) BOTH values will be convert based on selected Currency in (Column L). 2. If you choose "Partial Conversion" then Column BA (AMOUNT) only will be converted based on selected currency (Column L) and Column BB (TAXES) value (INR) will be added to the converted values.
Note on K1096: gepadmin: 1. If you choose "Full Conversion" then Column BA (AMOUNT) and Column BB (TAXES) BOTH values will be convert based on selected Currency in (Column L). 2. If you choose "Partial Conversion" then Column BA (AMOUNT) only will be converted based on selected currency (Column L) and Column BB (TAXES) value (INR) will be added to the converted values.
Note on K1097: gepadmin: 1. If you choose "Full Conversion" then Column BA (AMOUNT) and Column BB (TAXES) BOTH values will be convert based on selected Currency in (Column L). 2. If you choose "Partial Conversion" then Column BA (AMOUNT) only will be converted based on selected currency (Column L) and Column BB (TAXES) value (INR) will be added to the converted values.
Note on K1098: gepadmin: 1. If you choose "Full Conversion" then Column BA (AMOUNT) and Column BB (TAXES) BOTH values will be convert based on selected Currency in (Column L). 2. If you choose "Partial Conversion" then Column BA (AMOUNT) only will be converted based on selected currency (Column L) and Column BB (TAXES) value (INR) will be added to the converted values.
Note on K1099: gepadmin: 1. If you choose "Full Conversion" then Column BA (AMOUNT) and Column BB (TAXES) BOTH values will be convert based on selected Currency in (Column L). 2. If you choose "Partial Conversion" then Column BA (AMOUNT) only will be converted based on selected currency (Column L) and Column BB (TAXES) value (INR) will be added to the converted values.
Note on K1100: gepadmin: 1. If you choose "Full Conversion" then Column BA (AMOUNT) and Column BB (TAXES) BOTH values will be convert based on selected Currency in (Column L). 2. If you choose "Partial Conversion" then Column BA (AMOUNT) only will be converted based on selected currency (Column L) and Column BB (TAXES) value (INR) will be added to the converted values.
Note on K1102: gepadmin: 1. If you choose "Full Conversion" then Column BA (AMOUNT) and Column BB (TAXES) BOTH values will be convert based on selected Currency in (Column L). 2. If you choose "Partial Conversion" then Column BA (AMOUNT) only will be converted based on selected currency (Column L) and Column BB (TAXES) value (INR) will be added to the converted values.
Note on K1103: gepadmin: 1. If you choose "Full Conversion" then Column BA (AMOUNT) and Column BB (TAXES) BOTH values will be convert based on selected Currency in (Column L). 2. If you choose "Partial Conversion" then Column BA (AMOUNT) only will be converted based on selected currency (Column L) and Column BB (TAXES) value (INR) will be added to the converted values.
Note on K1104: gepadmin: 1. If you choose "Full Conversion" then Column BA (AMOUNT) and Column BB (TAXES) BOTH values will be convert based on selected Currency in (Column L). 2. If you choose "Partial Conversion" then Column BA (AMOUNT) only will be converted based on selected currency (Column L) and Column BB (TAXES) value (INR) will be added to the converted values.
Note on K1106: gepadmin: 1. If you choose "Full Conversion" then Column BA (AMOUNT) and Column BB (TAXES) BOTH values will be convert based on selected Currency in (Column L). 2. If you choose "Partial Conversion" then Column BA (AMOUNT) only will be converted based on selected currency (Column L) and Column BB (TAXES) value (INR) will be added to the converted values.
Note on K1107: gepadmin: 1. If you choose "Full Conversion" then Column BA (AMOUNT) and Column BB (TAXES) BOTH values will be convert based on selected Currency in (Column L). 2. If you choose "Partial Conversion" then Column BA (AMOUNT) only will be converted based on selected currency (Column L) and Column BB (TAXES) value (INR) will be added to the converted values.
Note on K1109: gepadmin: 1. If you choose "Full Conversion" then Column BA (AMOUNT) and Column BB (TAXES) BOTH values will be convert based on selected Currency in (Column L). 2. If you choose "Partial Conversion" then Column BA (AMOUNT) only will be converted based on selected currency (Column L) and Column BB (TAXES) value (INR) will be added to the converted values.
Note on K1110: gepadmin: 1. If you choose "Full Conversion" then Column BA (AMOUNT) and Column BB (TAXES) BOTH values will be convert based on selected Currency in (Column L). 2. If you choose "Partial Conversion" then Column BA (AMOUNT) only will be converted based on selected currency (Column L) and Column BB (TAXES) value (INR) will be added to the converted values.
Note on K1111: gepadmin: 1. If you choose "Full Conversion" then Column BA (AMOUNT) and Column BB (TAXES) BOTH values will be convert based on selected Currency in (Column L). 2. If you choose "Partial Conversion" then Column BA (AMOUNT) only will be converted based on selected currency (Column L) and Column BB (TAXES) value (INR) will be added to the converted values.
Note on K1112: gepadmin: 1. If you choose "Full Conversion" then Column BA (AMOUNT) and Column BB (TAXES) BOTH values will be convert based on selected Currency in (Column L). 2. If you choose "Partial Conversion" then Column BA (AMOUNT) only will be converted based on selected currency (Column L) and Column BB (TAXES) value (INR) will be added to the converted values.
Note on K1113: gepadmin: 1. If you choose "Full Conversion" then Column BA (AMOUNT) and Column BB (TAXES) BOTH values will be convert based on selected Currency in (Column L). 2. If you choose "Partial Conversion" then Column BA (AMOUNT) only will be converted based on selected currency (Column L) and Column BB (TAXES) value (INR) will be added to the converted values.
Note on K1115: gepadmin: 1. If you choose "Full Conversion" then Column BA (AMOUNT) and Column BB (TAXES) BOTH values will be convert based on selected Currency in (Column L). 2. If you choose "Partial Conversion" then Column BA (AMOUNT) only will be converted based on selected currency (Column L) and Column BB (TAXES) value (INR) will be added to the converted values.
Note on K1116: gepadmin: 1. If you choose "Full Conversion" then Column BA (AMOUNT) and Column BB (TAXES) BOTH values will be convert based on selected Currency in (Column L). 2. If you choose "Partial Conversion" then Column BA (AMOUNT) only will be converted based on selected currency (Column L) and Column BB (TAXES) value (INR) will be added to the converted values.
Note on K1117: gepadmin: 1. If you choose "Full Conversion" then Column BA (AMOUNT) and Column BB (TAXES) BOTH values will be convert based on selected Currency in (Column L). 2. If you choose "Partial Conversion" then Column BA (AMOUNT) only will be converted based on selected currency (Column L) and Column BB (TAXES) value (INR) will be added to the converted values.
Note on K1118: gepadmin: 1. If you choose "Full Conversion" then Column BA (AMOUNT) and Column BB (TAXES) BOTH values will be convert based on selected Currency in (Column L). 2. If you choose "Partial Conversion" then Column BA (AMOUNT) only will be converted based on selected currency (Column L) and Column BB (TAXES) value (INR) will be added to the converted values.
Note on K1119: gepadmin: 1. If you choose "Full Conversion" then Column BA (AMOUNT) and Column BB (TAXES) BOTH values will be convert based on selected Currency in (Column L). 2. If you choose "Partial Conversion" then Column BA (AMOUNT) only will be converted based on selected currency (Column L) and Column BB (TAXES) value (INR) will be added to the converted values.
Note on K1121: gepadmin: 1. If you choose "Full Conversion" then Column BA (AMOUNT) and Column BB (TAXES) BOTH values will be convert based on selected Currency in (Column L). 2. If you choose "Partial Conversion" then Column BA (AMOUNT) only will be converted based on selected currency (Column L) and Column BB (TAXES) value (INR) will be added to the converted values.
Note on K1122: gepadmin: 1. If you choose "Full Conversion" then Column BA (AMOUNT) and Column BB (TAXES) BOTH values will be convert based on selected Currency in (Column L). 2. If you choose "Partial Conversion" then Column BA (AMOUNT) only will be converted based on selected currency (Column L) and Column BB (TAXES) value (INR) will be added to the converted values.
Note on K1124: gepadmin: 1. If you choose "Full Conversion" then Column BA (AMOUNT) and Column BB (TAXES) BOTH values will be convert based on selected Currency in (Column L). 2. If you choose "Partial Conversion" then Column BA (AMOUNT) only will be converted based on selected currency (Column L) and Column BB (TAXES) value (INR) will be added to the converted values.
Note on K1125: gepadmin: 1. If you choose "Full Conversion" then Column BA (AMOUNT) and Column BB (TAXES) BOTH values will be convert based on selected Currency in (Column L). 2. If you choose "Partial Conversion" then Column BA (AMOUNT) only will be converted based on selected currency (Column L) and Column BB (TAXES) value (INR) will be added to the converted values.
Note on K1126: gepadmin: 1. If you choose "Full Conversion" then Column BA (AMOUNT) and Column BB (TAXES) BOTH values will be convert based on selected Currency in (Column L). 2. If you choose "Partial Conversion" then Column BA (AMOUNT) only will be converted based on selected currency (Column L) and Column BB (TAXES) value (INR) will be added to the converted values.
Note on K1128: gepadmin: 1. If you choose "Full Conversion" then Column BA (AMOUNT) and Column BB (TAXES) BOTH values will be convert based on selected Currency in (Column L). 2. If you choose "Partial Conversion" then Column BA (AMOUNT) only will be converted based on selected currency (Column L) and Column BB (TAXES) value (INR) will be added to the converted values.
Note on K1129: gepadmin: 1. If you choose "Full Conversion" then Column BA (AMOUNT) and Column BB (TAXES) BOTH values will be convert based on selected Currency in (Column L). 2. If you choose "Partial Conversion" then Column BA (AMOUNT) only will be converted based on selected currency (Column L) and Column BB (TAXES) value (INR) will be added to the converted values.
Note on K1130: gepadmin: 1. If you choose "Full Conversion" then Column BA (AMOUNT) and Column BB (TAXES) BOTH values will be convert based on selected Currency in (Column L). 2. If you choose "Partial Conversion" then Column BA (AMOUNT) only will be converted based on selected currency (Column L) and Column BB (TAXES) value (INR) will be added to the converted values.
Note on K1132: gepadmin: 1. If you choose "Full Conversion" then Column BA (AMOUNT) and Column BB (TAXES) BOTH values will be convert based on selected Currency in (Column L). 2. If you choose "Partial Conversion" then Column BA (AMOUNT) only will be converted based on selected currency (Column L) and Column BB (TAXES) value (INR) will be added to the converted values.
Note on K1133: gepadmin: 1. If you choose "Full Conversion" then Column BA (AMOUNT) and Column BB (TAXES) BOTH values will be convert based on selected Currency in (Column L). 2. If you choose "Partial Conversion" then Column BA (AMOUNT) only will be converted based on selected currency (Column L) and Column BB (TAXES) value (INR) will be added to the converted values.
Note on K1134: gepadmin: 1. If you choose "Full Conversion" then Column BA (AMOUNT) and Column BB (TAXES) BOTH values will be convert based on selected Currency in (Column L). 2. If you choose "Partial Conversion" then Column BA (AMOUNT) only will be converted based on selected currency (Column L) and Column BB (TAXES) value (INR) will be added to the converted values.
Note on K1135: gepadmin: 1. If you choose "Full Conversion" then Column BA (AMOUNT) and Column BB (TAXES) BOTH values will be convert based on selected Currency in (Column L). 2. If you choose "Partial Conversion" then Column BA (AMOUNT) only will be converted based on selected currency (Column L) and Column BB (TAXES) value (INR) will be added to the converted values.
Note on K1136: gepadmin: 1. If you choose "Full Conversion" then Column BA (AMOUNT) and Column BB (TAXES) BOTH values will be convert based on selected Currency in (Column L). 2. If you choose "Partial Conversion" then Column BA (AMOUNT) only will be converted based on selected currency (Column L) and Column BB (TAXES) value (INR) will be added to the converted values.
Note on K1137: gepadmin: 1. If you choose "Full Conversion" then Column BA (AMOUNT) and Column BB (TAXES) BOTH values will be convert based on selected Currency in (Column L). 2. If you choose "Partial Conversion" then Column BA (AMOUNT) only will be converted based on selected currency (Column L) and Column BB (TAXES) value (INR) will be added to the converted values.
Note on K1138: gepadmin: 1. If you choose "Full Conversion" then Column BA (AMOUNT) and Column BB (TAXES) BOTH values will be convert based on selected Currency in (Column L). 2. If you choose "Partial Conversion" then Column BA (AMOUNT) only will be converted based on selected currency (Column L) and Column BB (TAXES) value (INR) will be added to the converted values.
Note on K1139: gepadmin: 1. If you choose "Full Conversion" then Column BA (AMOUNT) and Column BB (TAXES) BOTH values will be convert based on selected Currency in (Column L). 2. If you choose "Partial Conversion" then Column BA (AMOUNT) only will be converted based on selected currency (Column L) and Column BB (TAXES) value (INR) will be added to the converted values.
Note on K1140: gepadmin: 1. If you choose "Full Conversion" then Column BA (AMOUNT) and Column BB (TAXES) BOTH values will be convert based on selected Currency in (Column L). 2. If you choose "Partial Conversion" then Column BA (AMOUNT) only will be converted based on selected currency (Column L) and Column BB (TAXES) value (INR) will be added to the converted values.
Note on K1141: gepadmin: 1. If you choose "Full Conversion" then Column BA (AMOUNT) and Column BB (TAXES) BOTH values will be convert based on selected Currency in (Column L). 2. If you choose "Partial Conversion" then Column BA (AMOUNT) only will be converted based on selected currency (Column L) and Column BB (TAXES) value (INR) will be added to the converted values.
Note on K1142: gepadmin: 1. If you choose "Full Conversion" then Column BA (AMOUNT) and Column BB (TAXES) BOTH values will be convert based on selected Currency in (Column L). 2. If you choose "Partial Conversion" then Column BA (AMOUNT) only will be converted based on selected currency (Column L) and Column BB (TAXES) value (INR) will be added to the converted values.
Note on K1143: gepadmin: 1. If you choose "Full Conversion" then Column BA (AMOUNT) and Column BB (TAXES) BOTH values will be convert based on selected Currency in (Column L). 2. If you choose "Partial Conversion" then Column BA (AMOUNT) only will be converted based on selected currency (Column L) and Column BB (TAXES) value (INR) will be added to the converted values.
Note on K1144: gepadmin: 1. If you choose "Full Conversion" then Column BA (AMOUNT) and Column BB (TAXES) BOTH values will be convert based on selected Currency in (Column L). 2. If you choose "Partial Conversion" then Column BA (AMOUNT) only will be converted based on selected currency (Column L) and Column BB (TAXES) value (INR) will be added to the converted values.
Note on K1145: gepadmin: 1. If you choose "Full Conversion" then Column BA (AMOUNT) and Column BB (TAXES) BOTH values will be convert based on selected Currency in (Column L). 2. If you choose "Partial Conversion" then Column BA (AMOUNT) only will be converted based on selected currency (Column L) and Column BB (TAXES) value (INR) will be added to the converted values.
Note on K1147: gepadmin: 1. If you choose "Full Conversion" then Column BA (AMOUNT) and Column BB (TAXES) BOTH values will be convert based on selected Currency in (Column L). 2. If you choose "Partial Conversion" then Column BA (AMOUNT) only will be converted based on selected currency (Column L) and Column BB (TAXES) value (INR) will be added to the converted values.
Note on K1148: gepadmin: 1. If you choose "Full Conversion" then Column BA (AMOUNT) and Column BB (TAXES) BOTH values will be convert based on selected Currency in (Column L). 2. If you choose "Partial Conversion" then Column BA (AMOUNT) only will be converted based on selected currency (Column L) and Column BB (TAXES) value (INR) will be added to the converted values.
Note on K1149: gepadmin: 1. If you choose "Full Conversion" then Column BA (AMOUNT) and Column BB (TAXES) BOTH values will be convert based on selected Currency in (Column L). 2. If you choose "Partial Conversion" then Column BA (AMOUNT) only will be converted based on selected currency (Column L) and Column BB (TAXES) value (INR) will be added to the converted values.
Note on K1150: gepadmin: 1. If you choose "Full Conversion" then Column BA (AMOUNT) and Column BB (TAXES) BOTH values will be convert based on selected Currency in (Column L). 2. If you choose "Partial Conversion" then Column BA (AMOUNT) only will be converted based on selected currency (Column L) and Column BB (TAXES) value (INR) will be added to the converted values.
Note on K1151: gepadmin: 1. If you choose "Full Conversion" then Column BA (AMOUNT) and Column BB (TAXES) BOTH values will be convert based on selected Currency in (Column L). 2. If you choose "Partial Conversion" then Column BA (AMOUNT) only will be converted based on selected currency (Column L) and Column BB (TAXES) value (INR) will be added to the converted values.
Note on K1152: gepadmin: 1. If you choose "Full Conversion" then Column BA (AMOUNT) and Column BB (TAXES) BOTH values will be convert based on selected Currency in (Column L). 2. If you choose "Partial Conversion" then Column BA (AMOUNT) only will be converted based on selected currency (Column L) and Column BB (TAXES) value (INR) will be added to the converted values.
Note on K1153: gepadmin: 1. If you choose "Full Conversion" then Column BA (AMOUNT) and Column BB (TAXES) BOTH values will be convert based on selected Currency in (Column L). 2. If you choose "Partial Conversion" then Column BA (AMOUNT) only will be converted based on selected currency (Column L) and Column BB (TAXES) value (INR) will be added to the converted values.
Note on K1155: gepadmin: 1. If you choose "Full Conversion" then Column BA (AMOUNT) and Column BB (TAXES) BOTH values will be convert based on selected Currency in (Column L). 2. If you choose "Partial Conversion" then Column BA (AMOUNT) only will be converted based on selected currency (Column L) and Column BB (TAXES) value (INR) will be added to the converted values.
Note on K1156: gepadmin: 1. If you choose "Full Conversion" then Column BA (AMOUNT) and Column BB (TAXES) BOTH values will be convert based on selected Currency in (Column L). 2. If you choose "Partial Conversion" then Column BA (AMOUNT) only will be converted based on selected currency (Column L) and Column BB (TAXES) value (INR) will be added to the converted values.
Note on K1157: gepadmin: 1. If you choose "Full Conversion" then Column BA (AMOUNT) and Column BB (TAXES) BOTH values will be convert based on selected Currency in (Column L). 2. If you choose "Partial Conversion" then Column BA (AMOUNT) only will be converted based on selected currency (Column L) and Column BB (TAXES) value (INR) will be added to the converted values.
Note on K1158: gepadmin: 1. If you choose "Full Conversion" then Column BA (AMOUNT) and Column BB (TAXES) BOTH values will be convert based on selected Currency in (Column L). 2. If you choose "Partial Conversion" then Column BA (AMOUNT) only will be converted based on selected currency (Column L) and Column BB (TAXES) value (INR) will be added to the converted values.
Note on K1159: gepadmin: 1. If you choose "Full Conversion" then Column BA (AMOUNT) and Column BB (TAXES) BOTH values will be convert based on selected Currency in (Column L). 2. If you choose "Partial Conversion" then Column BA (AMOUNT) only will be converted based on selected currency (Column L) and Column BB (TAXES) value (INR) will be added to the converted values.
Note on K1160: gepadmin: 1. If you choose "Full Conversion" then Column BA (AMOUNT) and Column BB (TAXES) BOTH values will be convert based on selected Currency in (Column L). 2. If you choose "Partial Conversion" then Column BA (AMOUNT) only will be converted based on selected currency (Column L) and Column BB (TAXES) value (INR) will be added to the converted values.
Note on K1161: gepadmin: 1. If you choose "Full Conversion" then Column BA (AMOUNT) and Column BB (TAXES) BOTH values will be convert based on selected Currency in (Column L). 2. If you choose "Partial Conversion" then Column BA (AMOUNT) only will be converted based on selected currency (Column L) and Column BB (TAXES) value (INR) will be added to the converted values.
Note on K1162: gepadmin: 1. If you choose "Full Conversion" then Column BA (AMOUNT) and Column BB (TAXES) BOTH values will be convert based on selected Currency in (Column L). 2. If you choose "Partial Conversion" then Column BA (AMOUNT) only will be converted based on selected currency (Column L) and Column BB (TAXES) value (INR) will be added to the converted values.
Note on K1163: gepadmin: 1. If you choose "Full Conversion" then Column BA (AMOUNT) and Column BB (TAXES) BOTH values will be convert based on selected Currency in (Column L). 2. If you choose "Partial Conversion" then Column BA (AMOUNT) only will be converted based on selected currency (Column L) and Column BB (TAXES) value (INR) will be added to the converted values.
Note on K1164: gepadmin: 1. If you choose "Full Conversion" then Column BA (AMOUNT) and Column BB (TAXES) BOTH values will be convert based on selected Currency in (Column L). 2. If you choose "Partial Conversion" then Column BA (AMOUNT) only will be converted based on selected currency (Column L) and Column BB (TAXES) value (INR) will be added to the converted values.
Note on K1166: gepadmin: 1. If you choose "Full Conversion" then Column BA (AMOUNT) and Column BB (TAXES) BOTH values will be convert based on selected Currency in (Column L). 2. If you choose "Partial Conversion" then Column BA (AMOUNT) only will be converted based on selected currency (Column L) and Column BB (TAXES) value (INR) will be added to the converted values.
Note on K1167: gepadmin: 1. If you choose "Full Conversion" then Column BA (AMOUNT) and Column BB (TAXES) BOTH values will be convert based on selected Currency in (Column L). 2. If you choose "Partial Conversion" then Column BA (AMOUNT) only will be converted based on selected currency (Column L) and Column BB (TAXES) value (INR) will be added to the converted values.
Note on K1168: gepadmin: 1. If you choose "Full Conversion" then Column BA (AMOUNT) and Column BB (TAXES) BOTH values will be convert based on selected Currency in (Column L). 2. If you choose "Partial Conversion" then Column BA (AMOUNT) only will be converted based on selected currency (Column L) and Column BB (TAXES) value (INR) will be added to the converted values.
Note on K1170: gepadmin: 1. If you choose "Full Conversion" then Column BA (AMOUNT) and Column BB (TAXES) BOTH values will be convert based on selected Currency in (Column L). 2. If you choose "Partial Conversion" then Column BA (AMOUNT) only will be converted based on selected currency (Column L) and Column BB (TAXES) value (INR) will be added to the converted values.
Note on K1171: gepadmin: 1. If you choose "Full Conversion" then Column BA (AMOUNT) and Column BB (TAXES) BOTH values will be convert based on selected Currency in (Column L). 2. If you choose "Partial Conversion" then Column BA (AMOUNT) only will be converted based on selected currency (Column L) and Column BB (TAXES) value (INR) will be added to the converted values.
Note on K1172: gepadmin: 1. If you choose "Full Conversion" then Column BA (AMOUNT) and Column BB (TAXES) BOTH values will be convert based on selected Currency in (Column L). 2. If you choose "Partial Conversion" then Column BA (AMOUNT) only will be converted based on selected currency (Column L) and Column BB (TAXES) value (INR) will be added to the converted values.
Note on K1174: gepadmin: 1. If you choose "Full Conversion" then Column BA (AMOUNT) and Column BB (TAXES) BOTH values will be convert based on selected Currency in (Column L). 2. If you choose "Partial Conversion" then Column BA (AMOUNT) only will be converted based on selected currency (Column L) and Column BB (TAXES) value (INR) will be added to the converted values.
Note on K1175: gepadmin: 1. If you choose "Full Conversion" then Column BA (AMOUNT) and Column BB (TAXES) BOTH values will be convert based on selected Currency in (Column L). 2. If you choose "Partial Conversion" then Column BA (AMOUNT) only will be converted based on selected currency (Column L) and Column BB (TAXES) value (INR) will be added to the converted values.
Note on K1176: gepadmin: 1. If you choose "Full Conversion" then Column BA (AMOUNT) and Column BB (TAXES) BOTH values will be convert based on selected Currency in (Column L). 2. If you choose "Partial Conversion" then Column BA (AMOUNT) only will be converted based on selected currency (Column L) and Column BB (TAXES) value (INR) will be added to the converted values.
Note on K1177: gepadmin: 1. If you choose "Full Conversion" then Column BA (AMOUNT) and Column BB (TAXES) BOTH values will be convert based on selected Currency in (Column L). 2. If you choose "Partial Conversion" then Column BA (AMOUNT) only will be converted based on selected currency (Column L) and Column BB (TAXES) value (INR) will be added to the converted values.
Note on K1178: gepadmin: 1. If you choose "Full Conversion" then Column BA (AMOUNT) and Column BB (TAXES) BOTH values will be convert based on selected Currency in (Column L). 2. If you choose "Partial Conversion" then Column BA (AMOUNT) only will be converted based on selected currency (Column L) and Column BB (TAXES) value (INR) will be added to the converted values.
Note on K1180: gepadmin: 1. If you choose "Full Conversion" then Column BA (AMOUNT) and Column BB (TAXES) BOTH values will be convert based on selected Currency in (Column L). 2. If you choose "Partial Conversion" then Column BA (AMOUNT) only will be converted based on selected currency (Column L) and Column BB (TAXES) value (INR) will be added to the converted values.
Note on K1181: gepadmin: 1. If you choose "Full Conversion" then Column BA (AMOUNT) and Column BB (TAXES) BOTH values will be convert based on selected Currency in (Column L). 2. If you choose "Partial Conversion" then Column BA (AMOUNT) only will be converted based on selected currency (Column L) and Column BB (TAXES) value (INR) will be added to the converted values.
Note on K1182: gepadmin: 1. If you choose "Full Conversion" then Column BA (AMOUNT) and Column BB (TAXES) BOTH values will be convert based on selected Currency in (Column L). 2. If you choose "Partial Conversion" then Column BA (AMOUNT) only will be converted based on selected currency (Column L) and Column BB (TAXES) value (INR) will be added to the converted values.
Note on K1183: gepadmin: 1. If you choose "Full Conversion" then Column BA (AMOUNT) and Column BB (TAXES) BOTH values will be convert based on selected Currency in (Column L). 2. If you choose "Partial Conversion" then Column BA (AMOUNT) only will be converted based on selected currency (Column L) and Column BB (TAXES) value (INR) will be added to the converted values.
Note on K1184: gepadmin: 1. If you choose "Full Conversion" then Column BA (AMOUNT) and Column BB (TAXES) BOTH values will be convert based on selected Currency in (Column L). 2. If you choose "Partial Conversion" then Column BA (AMOUNT) only will be converted based on selected currency (Column L) and Column BB (TAXES) value (INR) will be added to the converted values.
Note on K1186: gepadmin: 1. If you choose "Full Conversion" then Column BA (AMOUNT) and Column BB (TAXES) BOTH values will be convert based on selected Currency in (Column L). 2. If you choose "Partial Conversion" then Column BA (AMOUNT) only will be converted based on selected currency (Column L) and Column BB (TAXES) value (INR) will be added to the converted values.
Validate
Print
Help

## Macros
Please Enable Macros to View BoQ information