## BoQ1 (hidden)
Percentage BoQ
BoQ_Ver3.1 | Percentage | Normal | INR Only | INR
Select, At Par, Excess (+), Less (-) |  | IOCL
Tender Inviting Authority: DOIP, IIT Kanpur
Name of Work: Miscellaneous civil repair and renovation works in residential area and elsewhere at IIT Kanpur
NIT No: Civil/13/10/2023-1
Name of the Bidder/ Bidding Firm / Company :
PRICE SCHEDULE (This BOQ template must not be modified/replaced by the bidder and the same should be uploaded after filling the relevant columns, else the bidder is liable to be rejected for this tender. Bidders are allowed to enter the Bidder Name and Values only )
NUMBER # | TEXT # | TEXT # | NUMBER # | TEXT # | NUMBER | NUMBER | TEXT | TEXT # | NUMBER # | TEXT# | TEXT # | NUMBER # | NUMBER | NUMBER | NUMBER | NUMBER | TEXT | TEXT | NUMBER | NUMBER | NUMBER | NUMBER | TEXT | TEXT | NUMBER | NUMBER | NUMBER | NUMBER | TEXT | TEXT | NUMBER | NUMBER | NUMBER | NUMBER | TEXT | TEXT | NUMBER | NUMBER | NUMBER | NUMBER | TEXT | TEXT | NUMBER | NUMBER | NUMBER # | NUMBER # | TEXT | TEXT | NUMBER # | NUMBER # | DATE | NUMBER # | NUMBER # | TEXT #
Sl. No. | Item Description | Item Code / Make | Quantity | Units | Estimated Rate in Rs. P |  |  | Addition / Deduction | Addition / Deduction Values | Currency Convertion against each Item | Quoted Currency in INR / Other Currency | BASIC RATE In Figures To be entered by the Bidder Rs. P | Excise Duty | VAT | Freight Charges ( Unloading & Stacking) | Any Other Taxes/Duties/Levies |  |  | Other Taxes 2 | IIIrd Party i.e DGS&D / RITES etc Inspection Charges @0.34%+Service Tax | Less for Cenvat Credit,if any respect of Supplies Under full Excise Duty Category | [30 empty] | TOTAL AMOUNT in Rs. P | TOTAL AMOUNT With Taxes | TOTAL AMOUNT In Words
1 | 2 | 3 | 4 | 5 | 6 | 7 | 8 | 9 | 10 | 11 | 12 | 13 | 14 | 15 | 16 | 17 | 18 | 19 | 20 | 21 | 22 | 23 | 24 | 25 | 26 | 27 | 28 | 29 | 30 | 31 | 32 | 33 | 34 | 35 | 36 | 37 | 38 | 39 | 40 | 41 | 42 | 43 | 44 | 45 | 46 | 47 | 48 | 49 | 50 | 51 | 52 | 7 | 54 | 8
1 | EARTH WORK | item no.1 | [52 empty] | 1 | EARTH WORK | item no.1
2 | Earth work in surface excavation not exceeding 30 cm in depth but exceeding 1.5 m in width as well as 10 sqm on plan including getting out and disposal of excavated earth upto 50 m and lift upto 1.5 m, as directed by Engineer-in- Charge: | item no.2 | [52 empty] | 2 | Earth work in surface excavation not exceeding 30 cm in depth but exceeding 1.5 m in width as well as 10 sqm on plan including getting out and disposal of excavated earth upto 50 m and lift upto 1.5 m, as directed by Engineer-in- Charge: | item no.2
3 | All kinds of soil | item no.3 | 85 | sqm | 93.82 |  |  | Excess(+) | 1 | Full Conversion | INR | [40 empty] | #VALUE! | #VALUE! | #VALUE! | 3 | All kinds of soil | item no.3 | 85 | sqm
4 | Earth work in excavation by mechanical means (Hydraulic excavator) / manual means in foundation trenches or drains (not exceeding 1.5 m in width or 10 sqm on plan), including dressing of sides and ramming of bottoms, lift upto 1.5 m, including getting out the excavated soil and disposal of surplus excavated soil as directed, within a lead of 50 m. | item no.4 | [52 empty] | 4 | Earth work in excavation by mechanical means (Hydraulic excavator) / manual means in foundation trenches or drains (not exceeding 1.5 m in width or 10 sqm on plan), including dressing of sides and ramming of bottoms, lift upto 1.5 m, including getting out the excavated soil and disposal of surplus excavated soil as directed, within a lead of 50 m. | item no.4
5 | All kinds of soil. | item no.5 | 5.5 | cum | 251.51 |  |  | Excess(+) | 1 | Full Conversion | INR | [40 empty] | #VALUE! | #VALUE! | #VALUE! | 5 | All kinds of soil. | item no.5 | 5.5 | cum
6 | Earth work in excavation by mechanical means (Hydraulic excavator)/manual means over areas (exceeding 30 cm in depth, 1.5 m in width as well as 10 sqm on plan) including getting out and disposal of excavated earth lead upto 50 m and lift upto 1.5 m, as directed by Engineer-in-charge. | item no.6 | [52 empty] | 6 | Earth work in excavation by mechanical means (Hydraulic excavator)/manual means over areas (exceeding 30 cm in depth, 1.5 m in width as well as 10 sqm on plan) including getting out and disposal of excavated earth lead upto 50 m and lift upto 1.5 m, as directed by Engineer-in-charge. | item no.6
7 | All kinds of soil | item no.7 | 1 | cum | 180.14 |  |  | Excess(+) | 1 | Full Conversion | INR | [40 empty] | #VALUE! | #VALUE! | #VALUE! | 7 | All kinds of soil | item no.7 | 1 | cum
8 | Pipes, cables etc. exceeding 80 mm dia. But not exceeding 300 mm dia | item no.8 | 10 | metre | 365.94 |  |  | Excess(+) | 1 | Full Conversion | INR | [40 empty] | #VALUE! | #VALUE! | #VALUE! | 8 | Pipes, cables etc. exceeding 80 mm dia. But not exceeding 300 mm dia | item no.8 | 10 | metre
9 | Filling available excavated earth (excluding rock) in trenches, plinth, sides of foundations etc. in layers not exceeding 20cm in depth, consolidating each deposited layer by ramming and watering, lead up to 50 m and lift upto 1.5 m. | item no.9 | 2.5 | cum | 222.67 |  |  | Excess(+) | 1 | Full Conversion | INR | [40 empty] | #VALUE! | #VALUE! | #VALUE! | 9 | Filling available excavated earth (excluding rock) in trenches, plinth, sides of foundations etc. in layers not exceeding 20cm in depth, consolidating each deposited layer by ramming and watering, lead up to 50 m and lift upto 1.5 m. | item no.9 | 2.5 | cum
10 | Supplying and filling in plinth with sand under floors, including watering, ramming, consolidating and dressing complete. | item no.10 | 1.2 | cum | 1894.96 |  |  | Excess(+) | 1 | Full Conversion | INR | [40 empty] | #VALUE! | #VALUE! | #VALUE! | 10 | Supplying and filling in plinth with sand under floors, including watering, ramming, consolidating and dressing complete. | item no.10 | 1.2 | cum
11 | Excavating holes more than 0.10 cum & upto 0.5 cum including getting out the excavated soil, then returning the soil as required in layers not exceeding 20cm in depth, including consolidating each deposited layer by ramming, watering etc, disposing of surplus excavated soil, as directed within a lead of 50 m and lift upto 1.5 m. | item no.11 | [52 empty] | 11 | Excavating holes more than 0.10 cum & upto 0.5 cum including getting out the excavated soil, then returning the soil as required in layers not exceeding 20cm in depth, including consolidating each deposited layer by ramming, watering etc, disposing of surplus excavated soil, as directed within a lead of 50 m and lift upto 1.5 m. | item no.11
12 | All kinds of soil | item no.12 | 4 | each | 78.83 |  |  | Excess(+) | 1 | Full Conversion | INR | [40 empty] | #VALUE! | #VALUE! | #VALUE! | 12 | All kinds of soil | item no.12 | 4 | each
13 | CEMENT CONCRETE (CAST IN SITU) | item no.13 | [52 empty] | 13 | CEMENT CONCRETE (CAST IN SITU) | item no.13
14 | Providing and laying in position cement concrete of specified grade excluding the cost of centering and shuttering - All work up to plinth level : | item no.14 | [52 empty] | 14 | Providing and laying in position cement concrete of specified grade excluding the cost of centering and shuttering - All work up to plinth level : | item no.14
15 | 1:2:4 (1 cement : 2 coarse sand (zone-III) derived from natural sources : 4 graded stone aggregate 20 mm nominal size derived from natural sources) | item no.15 | 2.5 | cum | 6457.83 |  |  | Excess(+) | 1 | Full Conversion | INR | [40 empty] | #VALUE! | #VALUE! | #VALUE! | 15 | 1:2:4 (1 cement : 2 coarse sand (zone-III) derived from natural sources : 4 graded stone aggregate 20 mm nominal size derived from natural sources) | item no.15 | 2.5 | cum
16 | 1:4:8 (1 Cement : 4 coarse sand (zone-III) derived from natural sources : 8 graded stone aggregate 40 mm nominal size derived from natural sources) | item no.16 | 4 | cum | 5546.73 |  |  | Excess(+) | 1 | Full Conversion | INR | [40 empty] | #VALUE! | #VALUE! | #VALUE! | 16 | 1:4:8 (1 Cement : 4 coarse sand (zone-III) derived from natural sources : 8 graded stone aggregate 40 mm nominal size derived from natural sources) | item no.16 | 4 | cum
17 | Providing and laying cement concrete in retaining walls, return walls, walls (any thickness) including attached pilasters, columns, piers, abutments, pillars, posts, struts, buttresses, string or lacing courses, parapets, coping, bed blocks, anchor blocks, plain window sills, fillets, sunken floor etc., up to floor five level, excluding the cost of centering, shuttering and finishing: | item no.17 | [52 empty] | 17 | Providing and laying cement concrete in retaining walls, return walls, walls (any thickness) including attached pilasters, columns, piers, abutments, pillars, posts, struts, buttresses, string or lacing courses, parapets, coping, bed blocks, anchor blocks, plain window sills, fillets, sunken floor etc., up to floor five level, excluding the cost of centering, shuttering and finishing: | item no.17
18 | 1:2:4 (1 Cement : 2 coarse sand (zone-III) derived from natural sources : 4 graded stone aggregate 20 mm nominal size derived from natural sources) | item no.18 | 20.7 | cum | 8220.25 |  |  | Excess(+) | 1 | Full Conversion | INR | [40 empty] | #VALUE! | #VALUE! | #VALUE! | 18 | 1:2:4 (1 Cement : 2 coarse sand (zone-III) derived from natural sources : 4 graded stone aggregate 20 mm nominal size derived from natural sources) | item no.18 | 20.7 | cum
19 | Providing and laying damp-proof course 50mm thick with cement concrete 1:2:4 (1 cement : 2 coarse sand (zone-III) derived from natural sources : 4 graded stone aggregate 20mm nominal size derived from natural sources). | item no.19 | 2 | sqm | 396.54 |  |  | Excess(+) | 1 | Full Conversion | INR | [40 empty] | #VALUE! | #VALUE! | #VALUE! | 19 | Providing and laying damp-proof course 50mm thick with cement concrete 1:2:4 (1 cement : 2 coarse sand (zone-III) derived from natural sources : 4 graded stone aggregate 20mm nominal size derived from natural sources). | item no.19 | 2 | sqm
20 | Extra for providing and mixing water proofing material in cement concrete work in doses by weight of cement as per manufacturer's specification. | item no.20 | 0.5 | per 50kg cement | 50.11 |  |  | Excess(+) | 1 | Full Conversion | INR | [40 empty] | #VALUE! | #VALUE! | #VALUE! | 20 | Extra for providing and mixing water proofing material in cement concrete work in doses by weight of cement as per manufacturer's specification. | item no.20 | 0.5 | per 50kg cement
21 | Providing & applying a coat of residual petroleum bitumen of grade of VG-10 of approved quality using 1.7kg per square metre on damp proof course after cleaning the surface with brushes and finally with apiece of cloth lightly soaked in kerosene oil. | item no.21 | 2 | sqm | 99.82 |  |  | Excess(+) | 1 | Full Conversion | INR | [40 empty] | #VALUE! | #VALUE! | #VALUE! | 21 | Providing & applying a coat of residual petroleum bitumen of grade of VG-10 of approved quality using 1.7kg per square metre on damp proof course after cleaning the surface with brushes and finally with apiece of cloth lightly soaked in kerosene oil. | item no.21 | 2 | sqm
22 | Making plinth protection 50mm thick of cement concrete 1:3:6 (1 cement : 3 coarse sand (zone-III) derived from natural sources : 6 graded stone aggregate 20 mm nominal size derived from natural sources) over 75mm thick bed of dry brick ballast 40 mm nominal size, well rammed and consolidated and grouted with fine sand, including necessary excavation, levelling & dressing & finishing the top smooth. | item no.22 | 32.5 | sqm | 597.68 |  |  | Excess(+) | 1 | Full Conversion | INR | [40 empty] | #VALUE! | #VALUE! | #VALUE! | 22 | Making plinth protection 50mm thick of cement concrete 1:3:6 (1 cement : 3 coarse sand (zone-III) derived from natural sources : 6 graded stone aggregate 20 mm nominal size derived from natural sources) over 75mm thick bed of dry brick ballast 40 mm nominal size, well rammed and consolidated and grouted with fine sand, including necessary excavation, levelling & dressing & finishing the top smooth. | item no.22 | 32.5 | sqm
23 | REINFORCED CEMENT CONCRETE | item no.23 | [52 empty] | 23 | REINFORCED CEMENT CONCRETE | item no.23
24 | Reinforced cement concrete work in walls (any thickness), including attached pilasters, buttresses, plinth and string courses, fillets, columns, pillars, piers, abutments, posts and struts etc. above plinth level up to floor five level, excluding cost of centering, shuttering, finishing and reinforcement : | item no.24 | [52 empty] | 24 | Reinforced cement concrete work in walls (any thickness), including attached pilasters, buttresses, plinth and string courses, fillets, columns, pillars, piers, abutments, posts and struts etc. above plinth level up to floor five level, excluding cost of centering, shuttering, finishing and reinforcement : | item no.24
25 | 1:1.5:3 (1 cement : 1.5 coarse sand(zone-III) derived from natu- ral sources : 3 graded stone aggregate 20 mm nominal size derived from natural sources) | item no.25 | 0.45 | cum | 8930.34 |  |  | Excess(+) | 1 | Full Conversion | INR | [40 empty] | #VALUE! | #VALUE! | #VALUE! | 25 | 1:1.5:3 (1 cement : 1.5 coarse sand(zone-III) derived from natu- ral sources : 3 graded stone aggregate 20 mm nominal size derived from natural sources) | item no.25 | 0.45 | cum
26 | Reinforced cement concrete work in beams, suspended floors, roofs having slope up to 15° landings, balconies, shelves, chajjas, lintels, bands, plain window sills, staircases and spiral stair cases above plinth level up to floor five level, excluding the cost of centering, shuttering, finishing and reinforcement with 1:1.5:3 (1 cement : 1.5 coarse sand(zone-III) derived from natural sources : 3 graded stone aggregate 20 mm nominal size derived from natural sources). | item no.26 | 6.55 | cum | 9398.77 |  |  | Excess(+) | 1 | Full Conversion | INR | [40 empty] | #VALUE! | #VALUE! | #VALUE! | 26 | Reinforced cement concrete work in beams, suspended floors, roofs having slope up to 15° landings, balconies, shelves, chajjas, lintels, bands, plain window sills, staircases and spiral stair cases above plinth level up to floor five level, excluding the cost of centering, shuttering, finishing and reinforcement with 1:1.5:3 (1 cement : 1.5 coarse sand(zone-III) derived from natural sources : 3 graded stone aggregate 20 mm nominal size derived from natural sources). | item no.26 | 6.55 | cum
27 | Centering and shuttering including strutting, propping etc. and removal of form for | item no.27 | [52 empty] | 27 | Centering and shuttering including strutting, propping etc. and removal of form for | item no.27
28 | Foundations, footings, bases of columns, etc. for mass concrete | item no.28 | 1 | sqm | 270.01 |  |  | Excess(+) | 1 | Full Conversion | INR | [40 empty] | #VALUE! | #VALUE! | #VALUE! | 28 | Foundations, footings, bases of columns, etc. for mass concrete | item no.28 | 1 | sqm
29 | Walls (any thickness) including attached pilasters, butteresses, plinth and string courses etc. | item no.29 | 1 | sqm | 587.07 |  |  | Excess(+) | 1 | Full Conversion | INR | [40 empty] | #VALUE! | #VALUE! | #VALUE! | 29 | Walls (any thickness) including attached pilasters, butteresses, plinth and string courses etc. | item no.29 | 1 | sqm
30 | Suspended floors, roofs, landings, balconies and access platform | item no.30 | 13.5 | sqm | 672.12 |  |  | Excess(+) | 1 | Full Conversion | INR | [40 empty] | #VALUE! | #VALUE! | #VALUE! | 30 | Suspended floors, roofs, landings, balconies and access platform | item no.30 | 13.5 | sqm
31 | Shelves (Cast in situ) | item no.31 | 16 | sqm | 672.12 |  |  | Excess(+) | 1 | Full Conversion | INR | [40 empty] | #VALUE! | #VALUE! | #VALUE! | 31 | Shelves (Cast in situ) | item no.31 | 16 | sqm
32 | Stairs, (excluding landings) except spiral-staircases | item no.32 | 8 | sqm | 576.72 |  |  | Excess(+) | 1 | Full Conversion | INR | [40 empty] | #VALUE! | #VALUE! | #VALUE! | 32 | Stairs, (excluding landings) except spiral-staircases | item no.32 | 8 | sqm
33 | Small lintels not exceeding 1.5 m clear span, moulding as in cornices, window sills, string courses, bands, copings, bed plates, anchor blocks and the like | item no.33 | 2.5 | sqm | 270.01 |  |  | Excess(+) | 1 | Full Conversion | INR | [40 empty] | #VALUE! | #VALUE! | #VALUE! | 33 | Small lintels not exceeding 1.5 m clear span, moulding as in cornices, window sills, string courses, bands, copings, bed plates, anchor blocks and the like | item no.33 | 2.5 | sqm
34 | Lintels, beams, plinth beams, girders, bressumers and cantilevers | item no.34 | 1 | sqm | 533.41 |  |  | Excess(+) | 1 | Full Conversion | INR | [40 empty] | #VALUE! | #VALUE! | #VALUE! | 34 | Lintels, beams, plinth beams, girders, bressumers and cantilevers | item no.34 | 1 | sqm
35 | Edges of slabs and breaks in floors and walls | item no.35 | [52 empty] | 35 | Edges of slabs and breaks in floors and walls | item no.35
36 | Under 20 cm wide | item no.36 | 53.5 | metre | 159.49 |  |  | Excess(+) | 1 | Full Conversion | INR | [40 empty] | #VALUE! | #VALUE! | #VALUE! | 36 | Under 20 cm wide | item no.36 | 53.5 | metre
37 | Above 20 cm wide | item no.37 | 2 | sqm | 676.98 |  |  | Excess(+) | 1 | Full Conversion | INR | [40 empty] | #VALUE! | #VALUE! | #VALUE! | 37 | Above 20 cm wide | item no.37 | 2 | sqm
38 | Steel reinforcement for R.C.C. work including straightening, cutting, bending, placing in position and binding all complete upto plinth level. | item no.38 | [52 empty] | 38 | Steel reinforcement for R.C.C. work including straightening, cutting, bending, placing in position and binding all complete upto plinth level. | item no.38
39 | Thermo-Mechanically Treated bars of grade Fe-500D or more. | item no.39 | 590 | kg | 78.61 |  |  | Excess(+) | 1 | Full Conversion | INR | [40 empty] | #VALUE! | #VALUE! | #VALUE! | 39 | Thermo-Mechanically Treated bars of grade Fe-500D or more. | item no.39 | 590 | kg
40 | Add for plaster drip course/ groove in plastered surface or moulding to R.C.C. projections. | item no.40 | 90 | metre | 56.73 |  |  | Excess(+) | 1 | Full Conversion | INR | [40 empty] | #VALUE! | #VALUE! | #VALUE! | 40 | Add for plaster drip course/ groove in plastered surface or moulding to R.C.C. projections. | item no.40 | 90 | metre
41 | MASONRY WORK | item no.41 | [52 empty] | 41 | MASONRY WORK | item no.41
42 | Brick work with common burnt clay F.P.S. (non modular) bricks of class designation 7.5 in foundation and plinth in: | item no.42 | [52 empty] | 42 | Brick work with common burnt clay F.P.S. (non modular) bricks of class designation 7.5 in foundation and plinth in: | item no.42
43 | Cement mortar 1:6 (1 cement : 6 coarse sand) | item no.43 | 7.7 | cum | 5838.01 |  |  | Excess(+) | 1 | Full Conversion | INR | [40 empty] | #VALUE! | #VALUE! | #VALUE! | 43 | Cement mortar 1:6 (1 cement : 6 coarse sand) | item no.43 | 7.7 | cum
44 | Brick work with common burnt clay modular bricks of class designation 7.5 in foundation and plinth in: | item no.44 | [52 empty] | 44 | Brick work with common burnt clay modular bricks of class designation 7.5 in foundation and plinth in: | item no.44
45 | Cement Mortar 1:6 (1 cement : 6 coarse sand). | item no.45 | 0.3 | cum | 4866.24 |  |  | Excess(+) | 1 | Full Conversion | INR | [40 empty] | #VALUE! | #VALUE! | #VALUE! | 45 | Cement Mortar 1:6 (1 cement : 6 coarse sand). | item no.45 | 0.3 | cum
46 | Brick work with common burnt clay F.P.S. (non modular) bricks of class designation 7.5 in superstructure above plinth level up to floor V level in all shapes and sizes in : | item no.46 | [52 empty] | 46 | Brick work with common burnt clay F.P.S. (non modular) bricks of class designation 7.5 in superstructure above plinth level up to floor V level in all shapes and sizes in : | item no.46
47 | Cement mortar 1:6 (1 cement : 6 coarse sand) | item no.47 | 18.5 | cum | 7267.3 |  |  | Excess(+) | 1 | Full Conversion | INR | [40 empty] | #VALUE! | #VALUE! | #VALUE! | 47 | Cement mortar 1:6 (1 cement : 6 coarse sand) | item no.47 | 18.5 | cum
48 | Half brick masonry with common burnt clay F.P.S. (non modular) bricks of class designation 7.5 in superstructure above plinth level up to floor V level. | item no.48 | [52 empty] | 48 | Half brick masonry with common burnt clay F.P.S. (non modular) bricks of class designation 7.5 in superstructure above plinth level up to floor V level. | item no.48
49 | Cement mortar 1:4 (1 cement :4 coarse sand) | item no.49 | 17.5 | sqm | 892.63 |  |  | Excess(+) | 1 | Full Conversion | INR | [40 empty] | #VALUE! | #VALUE! | #VALUE! | 49 | Cement mortar 1:4 (1 cement :4 coarse sand) | item no.49 | 17.5 | sqm
50 | Brick edging 7cm wide 11.4 cm deep to plinth protection with common burnt clay F.P.S. (non modular) bricks of class designation 7.5 including grouting with cement mortar 1:4 (1 cement : 4 fine sand). | item no.50 | 27 | metre | 48.93 |  |  | Excess(+) | 1 | Full Conversion | INR | [40 empty] | #VALUE! | #VALUE! | #VALUE! | 50 | Brick edging 7cm wide 11.4 cm deep to plinth protection with common burnt clay F.P.S. (non modular) bricks of class designation 7.5 including grouting with cement mortar 1:4 (1 cement : 4 fine sand). | item no.50 | 27 | metre
51 | CLADDING WORK | item no.51 | [52 empty] | 51 | CLADDING WORK | item no.51
52 | Providing and fixing 18 mm thick gang saw cut, mirror polished, premoulded and prepolished, machine cut for kitchen platforms, vanity counters, window sills, facias and similar locations of required size, approved shade, colour and texture laid over 20 mm thick base cement mortar 1:4 (1 cement : 4 coarse sand), joints treated with white cement, mixed with matching pigment, epoxy touch ups, including rubbing, curing, moulding and polishing to edges to give high gloss finish etc. complete at all levels. | item no.52 | [52 empty] | 52 | Providing and fixing 18 mm thick gang saw cut, mirror polished, premoulded and prepolished, machine cut for kitchen platforms, vanity counters, window sills, facias and similar locations of required size, approved shade, colour and texture laid over 20 mm thick base cement mortar 1:4 (1 cement : 4 coarse sand), joints treated with white cement, mixed with matching pigment, epoxy touch ups, including rubbing, curing, moulding and polishing to edges to give high gloss finish etc. complete at all levels. | item no.52
53 | Raj Nagar Plain white marble/ Udaipur green marble/ Zebra black marble | item no.53 | [52 empty] | 53 | Raj Nagar Plain white marble/ Udaipur green marble/ Zebra black marble | item no.53
54 | Area of slab over 0.50 sqm | item no.54 | 2 | sqm | 2314.29 |  |  | Excess(+) | 1 | Full Conversion | INR | [40 empty] | #VALUE! | #VALUE! | #VALUE! | 54 | Area of slab over 0.50 sqm | item no.54 | 2 | sqm
55 | Granite stone slab colour black, Cherry/Ruby red | item no.55 | [52 empty] | 55 | Granite stone slab colour black, Cherry/Ruby red | item no.55
56 | Area of slab over 0.50 sqm | item no.56 | 1 | sqm | 3880.18 |  |  | Excess(+) | 1 | Full Conversion | INR | [40 empty] | #VALUE! | #VALUE! | #VALUE! | 56 | Area of slab over 0.50 sqm | item no.56 | 1 | sqm
57 | Area of slab upto 0.50 sqm | item no.57 | 12 | sqm | 4102.89 |  |  | Excess(+) | 1 | Full Conversion | INR | [40 empty] | #VALUE! | #VALUE! | #VALUE! | 57 | Area of slab upto 0.50 sqm | item no.57 | 12 | sqm
58 | Providing edge moulding to 18 mm thick marble stone counters, Vanities etc., including machine polishing to edge to give high gloss finish etc. complete as per design approved by Engineer-in-Charge. | item no.58 | [52 empty] | 58 | Providing edge moulding to 18 mm thick marble stone counters, Vanities etc., including machine polishing to edge to give high gloss finish etc. complete as per design approved by Engineer-in-Charge. | item no.58
59 | Marble work | item no.59 | 8 | metre | 214.73 |  |  | Excess(+) | 1 | Full Conversion | INR | [40 empty] | #VALUE! | #VALUE! | #VALUE! | 59 | Marble work | item no.59 | 8 | metre
60 | Granite work | item no.60 | 22 | metre | 367.25 |  |  | Excess(+) | 1 | Full Conversion | INR | [40 empty] | #VALUE! | #VALUE! | #VALUE! | 60 | Granite work | item no.60 | 22 | metre
61 | Providing and fixing Ist quality ceramic glazed wall tiles conforming to IS: 15622 (thickness to be specified by the manufacturer), of approved make, in all colours, shades except burgundy, bottle green, black of any size as approved by Engineer-in-Charge, in skirting, risers of steps and dados, over 12 mm thick bed of cement mortar 1:3 (1 cement : 3 coarse sand) and jointing with grey cement slurry @ 3.3kg per sqm, including pointing in white cement mixed with pigment of matching shade complete. | item no.61 | 35 | sqm | 932.44 |  |  | Excess(+) | 1 | Full Conversion | INR | [40 empty] | #VALUE! | #VALUE! | #VALUE! | 61 | Providing and fixing Ist quality ceramic glazed wall tiles conforming to IS: 15622 (thickness to be specified by the manufacturer), of approved make, in all colours, shades except burgundy, bottle green, black of any size as approved by Engineer-in-Charge, in skirting, risers of steps and dados, over 12 mm thick bed of cement mortar 1:3 (1 cement : 3 coarse sand) and jointing with grey cement slurry @ 3.3kg per sqm, including pointing in white cement mixed with pigment of matching shade complete. | item no.61 | 35 | sqm
62 | WOOD AND P. V. C. WORK | item no.62 | [52 empty] | 62 | WOOD AND P. V. C. WORK | item no.62
63 | Providing wood work in frames of doors, windows, clerestory windows and other frames, wrought framed and fixed in position with hold fast lugs or with dash fasteners of required dia & length (hold fast lugs or dash fastener shall be paid for separately). | item no.63 | [52 empty] | 63 | Providing wood work in frames of doors, windows, clerestory windows and other frames, wrought framed and fixed in position with hold fast lugs or with dash fasteners of required dia & length (hold fast lugs or dash fastener shall be paid for separately). | item no.63
64 | Sal wood | item no.64 | 0.14 | cum | 93573.74 |  |  | Excess(+) | 1 | Full Conversion | INR | [40 empty] | #VALUE! | #VALUE! | #VALUE! | 64 | Sal wood | item no.64 | 0.14 | cum
65 | Providing and fixing glazed shutters for doors, windows and clerestory windows using 4 mm thick float glass panes, including ISI marked M.S. pressed butt hinges bright finished of required size with necessary screws. | item no.65 | [52 empty] | 65 | Providing and fixing glazed shutters for doors, windows and clerestory windows using 4 mm thick float glass panes, including ISI marked M.S. pressed butt hinges bright finished of required size with necessary screws. | item no.65
66 | Second class teak wood | item no.66 | [52 empty] | 66 | Second class teak wood | item no.66
67 | 35 mm thick | item no.67 | 1.5 | sqm | 3909.16 |  |  | Excess(+) | 1 | Full Conversion | INR | [40 empty] | #VALUE! | #VALUE! | #VALUE! | 67 | 35 mm thick | item no.67 | 1.5 | sqm
68 | Providing and fixing M.S. grills of required pattern in frames of windows etc. with M.S. flats, square or round bars etc. including priming coat with approved steel primer all complete. | item no.68 | [52 empty] | 68 | Providing and fixing M.S. grills of required pattern in frames of windows etc. with M.S. flats, square or round bars etc. including priming coat with approved steel primer all complete. | item no.68
69 | Fixed to openings /wooden frames with rawl plugs screws etc. | item no.69 | 20 | kg | 173.35 |  |  | Excess(+) | 1 | Full Conversion | INR | [40 empty] | #VALUE! | #VALUE! | #VALUE! | 69 | Fixed to openings /wooden frames with rawl plugs screws etc. | item no.69 | 20 | kg
70 | Providing 40x5 mm flat iron hold fast 40 cm long including fixing to frame with 10 mm diameter bolts, nuts and wooden plugs and embedding in cement concrete block 30x10x15cm 1:3:6 mix (1 cement : 3 coarse sand : 6 graded stone aggregate 20mm nominal size). | item no.70 | 8 | each | 170.41 |  |  | Excess(+) | 1 | Full Conversion | INR | [40 empty] | #VALUE! | #VALUE! | #VALUE! | 70 | Providing 40x5 mm flat iron hold fast 40 cm long including fixing to frame with 10 mm diameter bolts, nuts and wooden plugs and embedding in cement concrete block 30x10x15cm 1:3:6 mix (1 cement : 3 coarse sand : 6 graded stone aggregate 20mm nominal size). | item no.70 | 8 | each
71 | Providing and fixing ISI marked oxidised M.S. sliding door bolts with nuts and screws etc. complete : | item no.71 | [52 empty] | 71 | Providing and fixing ISI marked oxidised M.S. sliding door bolts with nuts and screws etc. complete : | item no.71
72 | 250x16 mm | item no.72 | 4 | each | 145.46 |  |  | Excess(+) | 1 | Full Conversion | INR | [40 empty] | #VALUE! | #VALUE! | #VALUE! | 72 | 250x16 mm | item no.72 | 4 | each
73 | Providing and fixing ISI marked oxidised M.S. tower bolt black finish, (Barrel type) with necessary screws etc. complete : | item no.73 | [52 empty] | 73 | Providing and fixing ISI marked oxidised M.S. tower bolt black finish, (Barrel type) with necessary screws etc. complete : | item no.73
74 | 200x10 mm | item no.74 | 2 | each | 53.53 |  |  | Excess(+) | 1 | Full Conversion | INR | [40 empty] | #VALUE! | #VALUE! | #VALUE! | 74 | 200x10 mm | item no.74 | 2 | each
75 | 150x10 mm | item no.75 | 2 | each | 46.51 |  |  | Excess(+) | 1 | Full Conversion | INR | [40 empty] | #VALUE! | #VALUE! | #VALUE! | 75 | 150x10 mm | item no.75 | 2 | each
76 | Providing and fixing ISI marked oxidised M.S. handles conforming to IS:4992 with necessary screws etc. complete : | item no.76 | [52 empty] | 76 | Providing and fixing ISI marked oxidised M.S. handles conforming to IS:4992 with necessary screws etc. complete : | item no.76
77 | 125 mm | item no.77 | 2 | each | 30.86 |  |  | Excess(+) | 1 | Full Conversion | INR | [40 empty] | #VALUE! | #VALUE! | #VALUE! | 77 | 125 mm | item no.77 | 2 | each
78 | Providing and fixing aluminium die cast body tubular type universal hydraulic door closer (having brand logo with ISI, IS : 3564, embossed on the body, door weight upto 35 kg and door width upto 700 mm), with necessary accessories and screws etc. complete. | item no.78 | 8 | each | 899.3 |  |  | Excess(+) | 1 | Full Conversion | INR | [40 empty] | #VALUE! | #VALUE! | #VALUE! | 78 | Providing and fixing aluminium die cast body tubular type universal hydraulic door closer (having brand logo with ISI, IS : 3564, embossed on the body, door weight upto 35 kg and door width upto 700 mm), with necessary accessories and screws etc. complete. | item no.78 | 8 | each
79 | Providing and fixing ISI marked aluminium butt hinges anodised (anodic coating not less than grade AC 10 as per IS: 1868) transparent or dyed to required colour or shade with necessary screws etc. complete: | item no.79 | [52 empty] | 79 | Providing and fixing ISI marked aluminium butt hinges anodised (anodic coating not less than grade AC 10 as per IS: 1868) transparent or dyed to required colour or shade with necessary screws etc. complete: | item no.79
80 | 125x75x4 mm | item no.80 | 16 | each | 121.48 |  |  | Excess(+) | 1 | Full Conversion | INR | [40 empty] | #VALUE! | #VALUE! | #VALUE! | 80 | 125x75x4 mm | item no.80 | 16 | each
81 | Providing and fixing aluminium sliding door bolts, ISI marked anodised (anodic coating not less than grade AC 10 as per IS : 1868), transparent or dyed to required colour or shade, with nuts and screws etc. complete : | item no.81 | [52 empty] | 81 | Providing and fixing aluminium sliding door bolts, ISI marked anodised (anodic coating not less than grade AC 10 as per IS : 1868), transparent or dyed to required colour or shade, with nuts and screws etc. complete : | item no.81
82 | 300x16 mm | item no.82 | 4 | each | 228.23 |  |  | Excess(+) | 1 | Full Conversion | INR | [40 empty] | #VALUE! | #VALUE! | #VALUE! | 82 | 300x16 mm | item no.82 | 4 | each
83 | 250x16 mm | item no.83 | 9 | each | 205.96 |  |  | Excess(+) | 1 | Full Conversion | INR | [40 empty] | #VALUE! | #VALUE! | #VALUE! | 83 | 250x16 mm | item no.83 | 9 | each
84 | Providing and fixing aluminium tower bolts, ISI marked, anodised (anodic coating not less than grade AC 10 as per IS : 1868 ) transparent or dyed to required colour or shade, with necessary screws etc. complete : | item no.84 | [52 empty] | 84 | Providing and fixing aluminium tower bolts, ISI marked, anodised (anodic coating not less than grade AC 10 as per IS : 1868 ) transparent or dyed to required colour or shade, with necessary screws etc. complete : | item no.84
85 | 300x10 mm | item no.85 | 4 | each | 103.16 |  |  | Excess(+) | 1 | Full Conversion | INR | [40 empty] | #VALUE! | #VALUE! | #VALUE! | 85 | 300x10 mm | item no.85 | 4 | each
86 | 200x10 mm | item no.86 | 10 | each | 79.61 |  |  | Excess(+) | 1 | Full Conversion | INR | [40 empty] | #VALUE! | #VALUE! | #VALUE! | 86 | 200x10 mm | item no.86 | 10 | each
87 | 150x10 mm | item no.87 | 32 | each | 66.24 |  |  | Excess(+) | 1 | Full Conversion | INR | [40 empty] | #VALUE! | #VALUE! | #VALUE! | 87 | 150x10 mm | item no.87 | 32 | each
88 | 100x10 mm | item no.88 | 22 | each | 51.42 |  |  | Excess(+) | 1 | Full Conversion | INR | [40 empty] | #VALUE! | #VALUE! | #VALUE! | 88 | 100x10 mm | item no.88 | 22 | each
89 | Providing and fixing aluminium handles, ISI marked, anodised (anodic coating not less than grade AC 10 as per IS : 1868) transparent or dyed to required colour or shade, with necessary screws etc. complete : | item no.89 | [52 empty] | 89 | Providing and fixing aluminium handles, ISI marked, anodised (anodic coating not less than grade AC 10 as per IS : 1868) transparent or dyed to required colour or shade, with necessary screws etc. complete : | item no.89
90 | 125 mm | item no.90 | 20 | each | 52.65 |  |  | Excess(+) | 1 | Full Conversion | INR | [40 empty] | #VALUE! | #VALUE! | #VALUE! | 90 | 125 mm | item no.90 | 20 | each
91 | 100 mm | item no.91 | 18 | each | 46.69 |  |  | Excess(+) | 1 | Full Conversion | INR | [40 empty] | #VALUE! | #VALUE! | #VALUE! | 91 | 100 mm | item no.91 | 18 | each
92 | Providing and fixing aluminium hanging floor door stopper, ISI marked, anodised (anodic coating not less than grade AC 10 as per IS : 1868) transparent or dyed to required colour and shade, with necessary screws etc. complete. | item no.92 | [52 empty] | 92 | Providing and fixing aluminium hanging floor door stopper, ISI marked, anodised (anodic coating not less than grade AC 10 as per IS : 1868) transparent or dyed to required colour and shade, with necessary screws etc. complete. | item no.92
93 | Twin rubber stopper | item no.93 | 28 | each | 54.58 |  |  | Excess(+) | 1 | Full Conversion | INR | [40 empty] | #VALUE! | #VALUE! | #VALUE! | 93 | Twin rubber stopper | item no.93 | 28 | each
94 | Providing and fixing aluminium casement stays, ISI marked, anodised (anodic coating not less than grade AC 10 as per IS : 1868) transparent or dyed to required colour and shade, with necessary screws etc. complete. | item no.94 | 4 | each | 56.6 |  |  | Excess(+) | 1 | Full Conversion | INR | [40 empty] | #VALUE! | #VALUE! | #VALUE! | 94 | Providing and fixing aluminium casement stays, ISI marked, anodised (anodic coating not less than grade AC 10 as per IS : 1868) transparent or dyed to required colour and shade, with necessary screws etc. complete. | item no.94 | 4 | each
95 | Providing and fixing partition upto ceiling height consisting of G.I. frame and required board, including providing and fixing of frame work made of special section power pressed/ roll form G.I. sheet with zinc coating of 120 gms/sqm(both side inclusive), consisting of floor and ceiling channel 50mm wide having equal flanges of 32 mm and 0.50 mm thick, fixed to the floor and ceiling at the spacing of 610 mm centre to centre with dash fastener of 12.5 mm dia meter 50 mm length or suitable anchor fastener or metal screws with nylon plugs and the studs 48 mm wide having one flange of 34 mm and other flange 36 mm and 0.50 mm thick fixed vertically within flanges of floor and ceiling channel and placed at a spacing of 610 mm centre to centre by 6 mm dia bolts and nuts, including fixing of studs along both ends of partition fixed flush to wall with suitable anchor fastener or metal screws with nylon plugs at spacing of 450 mm centre to centre, and fixing of boards to both side of frame work by 25 mm long dry wall screws on studs, floor and ceiling channels at the spacing of 300 mm centre to centre. The boards are to be fixed to the frame work with joints staggered to avoid through cracks, M.S. fixing channel of 99 mm width (0.9 mm thick having two flanges of 9.5 mm each) to be provided at the horizontal joints of two boards, fixed to the studs using metal to metal flat head screws, including jointing and finishing to a flush finish with recommended jointing compound, jointing tape, angle beads at corners (25 mm x 25 mm x 0.5 mm), joint finisher and two coats of primer suitable for board as per manufacture's specification and direction of engineer in charge all complete. | item no.95 | [52 empty] | 95 | Providing and fixing partition upto ceiling height consisting of G.I. frame and required board, including providing and fixing of frame work made of special section power pressed/ roll form G.I. sheet with zinc coating of 120 gms/sqm(both side inclusive), consisting of floor and ceiling channel 50mm wide having equal flanges of 32 mm and 0.50 mm thick, fixed to the floor and ceiling at the spacing of 610 mm centre to centre with dash fastener of 12.5 mm dia meter 50 mm length or suitable anchor fastener or metal screws with nylon plugs and the studs 48 mm wide having one flange of 34 mm and other flange 36 mm and 0.50 mm thick fixed vertically within flanges of floor and ceiling channel and placed at a spacing of 610 mm centre to centre by 6 mm dia bolts and nuts, including fixing of studs along both ends of partition fixed flush to wall with suitable anchor fastener or metal screws with nylon plugs at spacing of 450 mm centre to centre, and fixing of boards to both side of frame work by 25 mm long dry wall screws on studs, floor and ceiling channels at the spacing of 300 mm centre to centre. The boards are to be fixed to the frame work with joints staggered to avoid through cracks, M.S. fixing channel of 99 mm width (0.9 mm thick having two flanges of 9.5 mm each) to be provided at the horizontal joints of two boards, fixed to the studs using metal to metal flat head screws, including jointing and finishing to a flush finish with recommended jointing compound, jointing tape, angle beads at corners (25 mm x 25 mm x 0.5 mm), joint finisher and two coats of primer suitable for board as per manufacture's specification and direction of engineer in charge all complete. | item no.95
96 | 75 mm overall thickness partition with 12.5 mm thick double skin fire rated Glass Reinforced Gypsum (GRG) plaster board conforming to IS: 2095: part 3 (Board with BIS certification marks) | item no.96 | 131 | sqm | 1576.19 |  |  | Excess(+) | 1 | Full Conversion | INR | [40 empty] | #VALUE! | #VALUE! | #VALUE! | 96 | 75 mm overall thickness partition with 12.5 mm thick double skin fire rated Glass Reinforced Gypsum (GRG) plaster board conforming to IS: 2095: part 3 (Board with BIS certification marks) | item no.96 | 131 | sqm
97 | Providing and fixing factory made uPVC door frame made of uPVC extruded sections having an overall dimension as below (tolerance ±1mm), with wall thickness 2.0 mm (± 0.2 mm), corners of the door frame to be Jointed with galvanized brackets and stainless steel screws, joints mitred and Plastic welded. The hinge side vertical of the frames reinforced by galvanized M.S. tube of size 19 X 19 mm and 1mm (± 0.1 mm) wall thickness and 3 nos. stainless steel hinges fixed to the frame complete as per manufacturer’s specification and direction of Engineer- in-charge | item no.97 | [52 empty] | 97 | Providing and fixing factory made uPVC door frame made of uPVC extruded sections having an overall dimension as below (tolerance ±1mm), with wall thickness 2.0 mm (± 0.2 mm), corners of the door frame to be Jointed with galvanized brackets and stainless steel screws, joints mitred and Plastic welded. The hinge side vertical of the frames reinforced by galvanized M.S. tube of size 19 X 19 mm and 1mm (± 0.1 mm) wall thickness and 3 nos. stainless steel hinges fixed to the frame complete as per manufacturer’s specification and direction of Engineer- in-charge | item no.97
98 | Extruded section profile size 48x40 mm | item no.98 | 40 | metre | 203.9 |  |  | Excess(+) | 1 | Full Conversion | INR | [40 empty] | #VALUE! | #VALUE! | #VALUE! | 98 | Extruded section profile size 48x40 mm | item no.98 | 40 | metre
99 | Providing and fixing to existing door frames. | item no.99 | [52 empty] | 99 | Providing and fixing to existing door frames. | item no.99
100 | 24 mm thick factory made PVC door shutters made of styles and rails of a uPVC hollow section of size 59x24 mm and wall thickness 2 mm (± 0.2 mm) with inbuilt edging on both sides. The styles and rails mitred and joint at the corners by means of M.S. galvanised/ plastic brackets of size 75x220 mm having wall thickness 1.0 mm and stainless steel screws. The styles of the shutter reinforced by inserting galvanised M.S. tube of size 20x20 mm and 1 mm (± 0.1 mm) wall thickness. The lock rail made up of 'H' section, a uPVC hollow section of size 100x24 mm and 2 mm (± 0.2 mm) wall thickness, fixed to the shutter styles by means of plastic/galvanised M.S. 'U' cleats. The shutter frame filled with a uPVC multi-chambered single panel of size not less than 620 mm, having over all thickness of 20 mm and 1 mm (± 0.1 mm) wall thickness. The panels filled vertically and tie bar at two places by inserting horizontally 6 mm galvanised M.S. rod and fastened with nuts and washers, complete as per manufacturer's specification and direction of Engineer-in-charge. (For W.C. and bathroom door shutter). | item no.100 | 6.55 | sqm | 1570.06 |  |  | Excess(+) | 1 | Full Conversion | INR | [40 empty] | #VALUE! | #VALUE! | #VALUE! | 100 | 24 mm thick factory made PVC door shutters made of styles and rails of a uPVC hollow section of size 59x24 mm and wall thickness 2 mm (± 0.2 mm) with inbuilt edging on both sides. The styles and rails mitred and joint at the corners by means of M.S. galvanised/ plastic brackets of size 75x220 mm having wall thickness 1.0 mm and stainless steel screws. The styles of the shutter reinforced by inserting galvanised M.S. tube of size 20x20 mm and 1 mm (± 0.1 mm) wall thickness. The lock rail made up of 'H' section, a uPVC hollow section of size 100x24 mm and 2 mm (± 0.2 mm) wall thickness, fixed to the shutter styles by means of plastic/galvanised M.S. 'U' cleats. The shutter frame filled with a uPVC multi-chambered single panel of size not less than 620 mm, having over all thickness of 20 mm and 1 mm (± 0.1 mm) wall thickness. The panels filled vertically and tie bar at two places by inserting horizontally 6 mm galvanised M.S. rod and fastened with nuts and washers, complete as per manufacturer's specification and direction of Engineer-in-charge. (For W.C. and bathroom door shutter). | item no.100 | 6.55 | sqm
101 | Providing and fixing wire gauge shutters using stainless steel grade 304 wire gauge with wire of dia 0.5 mm and average width of aperture 1.4 mm in both directions for doors, windows and clerestory windows with necessary screws : | item no.101 | [52 empty] | 101 | Providing and fixing wire gauge shutters using stainless steel grade 304 wire gauge with wire of dia 0.5 mm and average width of aperture 1.4 mm in both directions for doors, windows and clerestory windows with necessary screws : | item no.101
102 | 35 mm thick shutters | item no.102 | [52 empty] | 102 | 35 mm thick shutters | item no.102
103 | with ISI marked M.S. pressed butt hinges bright finished of required size | item no.103 | [52 empty] | 103 | with ISI marked M.S. pressed butt hinges bright finished of required size | item no.103
104 | Second class teak wood | item no.104 | 1 | sqm | 3932.18 |  |  | Excess(+) | 1 | Full Conversion | INR | [40 empty] | #VALUE! | #VALUE! | #VALUE! | 104 | Second class teak wood | item no.104 | 1 | sqm
105 | Providing and fixing fly proof stainless steel grade 304 wire gauge, to windows and clerestory windows using wire gauge with average width of aperture 1.4 mm in both directions with wire of dia. 0.50 mm all complete. | item no.105 | [52 empty] | 105 | Providing and fixing fly proof stainless steel grade 304 wire gauge, to windows and clerestory windows using wire gauge with average width of aperture 1.4 mm in both directions with wire of dia. 0.50 mm all complete. | item no.105
106 | With 2nd class teak wood beading 62X19 mm | item no.106 | 24.6 | sqm | 1231.26 |  |  | Excess(+) | 1 | Full Conversion | INR | [40 empty] | #VALUE! | #VALUE! | #VALUE! | 106 | With 2nd class teak wood beading 62X19 mm | item no.106 | 24.6 | sqm
107 | Providing and fixing factory made uPVC white colour casement/casement cum fixed glazed windows comprising of uPVC multi-chambered frame, sash and mullion (where ever required) extruded profiles duly reinforced with 1.60 ± 0.2 mm thick galvanized mild steel section made from roll forming process of required length (shape & size according to uPVC profile), uPVC extruded glazing beads of appropriate dimension, EPDM gasket, stainless steel (SS 304 grade) friction hinges, zinc alloy (white powder coated) casement handles, G.I fasteners 100 x 8 mm size for fixing frame to finished wall, plastic packers, plastic caps and necessary stainless steel screws etc. Profile of frame & sash shall be mitred cut and fusion welded at all corners, mullion (if required) shall be also fusion welded including drilling of holes for fixing hardware's and drainage of water etc. After fixing frame the gap between frame and adjacent finished wall shall be filled with weather proof silicon sealant over backer rod of required size and of approved quality, all complete as per approved drawing & direction of Engineer-in-Charge. (Single / double glass panes and silicon sealant shall be paid separately). Variation in profile dimension in higher side shall be accepted but no extra payment on this account shall be made. | item no.107 | [52 empty] | 107 | Providing and fixing factory made uPVC white colour casement/casement cum fixed glazed windows comprising of uPVC multi-chambered frame, sash and mullion (where ever required) extruded profiles duly reinforced with 1.60 ± 0.2 mm thick galvanized mild steel section made from roll forming process of required length (shape & size according to uPVC profile), uPVC extruded glazing beads of appropriate dimension, EPDM gasket, stainless steel (SS 304 grade) friction hinges, zinc alloy (white powder coated) casement handles, G.I fasteners 100 x 8 mm size for fixing frame to finished wall, plastic packers, plastic caps and necessary stainless steel screws etc. Profile of frame & sash shall be mitred cut and fusion welded at all corners, mullion (if required) shall be also fusion welded including drilling of holes for fixing hardware's and drainage of water etc. After fixing frame the gap between frame and adjacent finished wall shall be filled with weather proof silicon sealant over backer rod of required size and of approved quality, all complete as per approved drawing & direction of Engineer-in-Charge. (Single / double glass panes and silicon sealant shall be paid separately). Variation in profile dimension in higher side shall be accepted but no extra payment on this account shall be made. | item no.107
108 | Casement window double panels with top fixed with S.S. friction hinges (350 x 19 x 1.9 mm) made of (small series) frame 47 x 50 mm, sash 47 x 68 mm & mullion 47 x 68 mm all having wall thickness of 1.9 ± 0.2 mm and single glazing bead of appropriate dimension. ( Area of window upto 2.50 sqm). | item no.108 | 9 | sqm | 6818.68 |  |  | Excess(+) | 1 | Full Conversion | INR | [40 empty] | #VALUE! | #VALUE! | #VALUE! | 108 | Casement window double panels with top fixed with S.S. friction hinges (350 x 19 x 1.9 mm) made of (small series) frame 47 x 50 mm, sash 47 x 68 mm & mullion 47 x 68 mm all having wall thickness of 1.9 ± 0.2 mm and single glazing bead of appropriate dimension. ( Area of window upto 2.50 sqm). | item no.108 | 9 | sqm
109 | Providing and fixing frame work for partitions/ wall lining etc. made of 50x50x1.6 mm hollow MS tube, placed along the walls, ceiling and floor in a grid pattern with spacing @ 60 cm centre to centre both ways (vertically & horizontally) or at required spacing near opening, with necessary welding at junctions and fixing the frame to wall/ ceiling/ floors with steel dash fasteners of 8 mm dia, 75 mm long bolt, including making provision for opening for doors, windows, electrical conduits, switch boards etc., including providing with two coats of approved steel primer etc. complete, all as per direction of Engineer-in-charge. | item no.109 | 250 | kg | 116.92 |  |  | Excess(+) | 1 | Full Conversion | INR | [40 empty] | #VALUE! | #VALUE! | #VALUE! | 109 | Providing and fixing frame work for partitions/ wall lining etc. made of 50x50x1.6 mm hollow MS tube, placed along the walls, ceiling and floor in a grid pattern with spacing @ 60 cm centre to centre both ways (vertically & horizontally) or at required spacing near opening, with necessary welding at junctions and fixing the frame to wall/ ceiling/ floors with steel dash fasteners of 8 mm dia, 75 mm long bolt, including making provision for opening for doors, windows, electrical conduits, switch boards etc., including providing with two coats of approved steel primer etc. complete, all as per direction of Engineer-in-charge. | item no.109 | 250 | kg
110 | STEEL WORK | item no.110 | [52 empty] | 110 | STEEL WORK | item no.110
111 | Structural steel work riveted, bolted or welded in built up sections, trusses and framed work, including cutting, hoisting, fixing in position and applying a priming coat of approved steel primer all complete. | item no.111 | 166 | kg | 68.57 |  |  | Excess(+) | 1 | Full Conversion | INR | [40 empty] | #VALUE! | #VALUE! | #VALUE! | 111 | Structural steel work riveted, bolted or welded in built up sections, trusses and framed work, including cutting, hoisting, fixing in position and applying a priming coat of approved steel primer all complete. | item no.111 | 166 | kg
112 | Providing and fixing 1mm thick M.S. sheet door with frame of 40x40x6 mm angle iron and 3 mm M.S. gusset plates at the junctions and corners, all necessary fittings complete, including applying a priming coat of approved steel primer. | item no.112 | [52 empty] | 112 | Providing and fixing 1mm thick M.S. sheet door with frame of 40x40x6 mm angle iron and 3 mm M.S. gusset plates at the junctions and corners, all necessary fittings complete, including applying a priming coat of approved steel primer. | item no.112
113 | Using M.S. angels 40x40x6 mm for diagonal braces | item no.113 | 2 | sqm | 4192.15 |  |  | Excess(+) | 1 | Full Conversion | INR | [40 empty] | #VALUE! | #VALUE! | #VALUE! | 113 | Using M.S. angels 40x40x6 mm for diagonal braces | item no.113 | 2 | sqm
114 | Steel work welded in built up sections/ framed work, including cutting, hoisting, fixing in position and applying a priming coat of approved steel primer using structural steel etc. as required. | item no.114 | [52 empty] | 114 | Steel work welded in built up sections/ framed work, including cutting, hoisting, fixing in position and applying a priming coat of approved steel primer using structural steel etc. as required. | item no.114
115 | In gratings, frames, guard bar, ladder, railings, brackets, gates and similar works | item no.115 | 2220 | kg | 124.78 |  |  | Excess(+) | 1 | Full Conversion | INR | [40 empty] | #VALUE! | #VALUE! | #VALUE! | 115 | In gratings, frames, guard bar, ladder, railings, brackets, gates and similar works | item no.115 | 2220 | kg
116 | Providing and fixing hand rail of approved size by welding etc. to steel ladder railing, balcony railing, staircase railing and similar works, including applying priming coat of approved steel primer. | item no.116 | [52 empty] | 116 | Providing and fixing hand rail of approved size by welding etc. to steel ladder railing, balcony railing, staircase railing and similar works, including applying priming coat of approved steel primer. | item no.116
117 | M.S. tube | item no.117 | 255 | kg | 137.79 |  |  | Excess(+) | 1 | Full Conversion | INR | [40 empty] | #VALUE! | #VALUE! | #VALUE! | 117 | M.S. tube | item no.117 | 255 | kg
118 | Supplying and fixing rolling shutters of approved make, made of required size M.S. laths, interlocked together through their entire length and jointed together at the end by end locks, mounted on specially designed pipe shaft with brackets, side guides and arrangements for inside and outside locking with push and pull operation complete, including the cost of providing and fixing necessary 27.5 cm long wire springs manufactured from high tensile steel wire of adequate strength conforming to IS: 4454 - part 1 and M.S. top cover of required thickness for rolling shutters. | item no.118 | [52 empty] | 118 | Supplying and fixing rolling shutters of approved make, made of required size M.S. laths, interlocked together through their entire length and jointed together at the end by end locks, mounted on specially designed pipe shaft with brackets, side guides and arrangements for inside and outside locking with push and pull operation complete, including the cost of providing and fixing necessary 27.5 cm long wire springs manufactured from high tensile steel wire of adequate strength conforming to IS: 4454 - part 1 and M.S. top cover of required thickness for rolling shutters. | item no.118
119 | 80x0.90 mm M.S. laths with 0.90 mm thick top cover | item no.119 | 7.8 | sqm | 2383.95 |  |  | Excess(+) | 1 | Full Conversion | INR | [40 empty] | #VALUE! | #VALUE! | #VALUE! | 119 | 80x0.90 mm M.S. laths with 0.90 mm thick top cover | item no.119 | 7.8 | sqm
120 | Providing and fixing ball bearing for rolling shutters. | item no.120 | 2 | each | 371.94 |  |  | Excess(+) | 1 | Full Conversion | INR | [40 empty] | #VALUE! | #VALUE! | #VALUE! | 120 | Providing and fixing ball bearing for rolling shutters. | item no.120 | 2 | each
121 | Providing and fixing carbon steel galvanised ( minimum coating 5 micron) dash fastener of 10 mm dia double threaded 6.8 grade (yield strength 480 N/mm2), counter sunk head, comprising of 10 mm dia polyamide PA 6 grade sleeve, including drilling of hole in frame , concrete/ masonry, etc. as per direction of Engineer-in-charge. | item no.121 | [52 empty] | 121 | Providing and fixing carbon steel galvanised ( minimum coating 5 micron) dash fastener of 10 mm dia double threaded 6.8 grade (yield strength 480 N/mm2), counter sunk head, comprising of 10 mm dia polyamide PA 6 grade sleeve, including drilling of hole in frame , concrete/ masonry, etc. as per direction of Engineer-in-charge. | item no.121
122 | 10 x 160 mm | item no.122 | 10 | each | 168.3 |  |  | Excess(+) | 1 | Full Conversion | INR | [40 empty] | #VALUE! | #VALUE! | #VALUE! | 122 | 10 x 160 mm | item no.122 | 10 | each
123 | Steel work in built up tubular (round, square or rectangular hollow tubes etc.) trusses etc., including cutting, hoisting, fixing in position and applying a priming coat of approved steel primer, including welding and bolted with special shaped washers etc. complete. | item no.123 | [52 empty] | 123 | Steel work in built up tubular (round, square or rectangular hollow tubes etc.) trusses etc., including cutting, hoisting, fixing in position and applying a priming coat of approved steel primer, including welding and bolted with special shaped washers etc. complete. | item no.123
124 | Hot finished welded type tubes | item no.124 | 205 | kg | 135.82 |  |  | Excess(+) | 1 | Full Conversion | INR | [40 empty] | #VALUE! | #VALUE! | #VALUE! | 124 | Hot finished welded type tubes | item no.124 | 205 | kg
125 | FLOORING | item no.125 | [52 empty] | 125 | FLOORING | item no.125
126 | Cement concrete flooring 1:2:4 (1 cement : 2 coarse sand : 4 graded stone aggregate) finished with a floating coat of neat cement, including cement slurry, but excluding the cost of nosing of steps etc. complete. | item no.126 | [52 empty] | 126 | Cement concrete flooring 1:2:4 (1 cement : 2 coarse sand : 4 graded stone aggregate) finished with a floating coat of neat cement, including cement slurry, but excluding the cost of nosing of steps etc. complete. | item no.126
127 | 40 mm thick with 20 mm nominal size stone aggregate | item no.127 | 78.5 | sqm | 477.86 |  |  | Excess(+) | 1 | Full Conversion | INR | [40 empty] | #VALUE! | #VALUE! | #VALUE! | 127 | 40 mm thick with 20 mm nominal size stone aggregate | item no.127 | 78.5 | sqm
128 | Cement plaster skirting up to 30 cm height, with cement mortar 1:3 (1 cement : 3 coarse sand), finished with a floating coat of neat cement. | item no.128 | [52 empty] | 128 | Cement plaster skirting up to 30 cm height, with cement mortar 1:3 (1 cement : 3 coarse sand), finished with a floating coat of neat cement. | item no.128
129 | 18 mm thick | item no.129 | 4 | sqm | 500.44 |  |  | Excess(+) | 1 | Full Conversion | INR | [40 empty] | #VALUE! | #VALUE! | #VALUE! | 129 | 18 mm thick | item no.129 | 4 | sqm
130 | Providing and fixing glass strips in joints of terrazo/ cement concrete floors. | item no.130 | [52 empty] | 130 | Providing and fixing glass strips in joints of terrazo/ cement concrete floors. | item no.130
131 | 40 mm wide and 4 mm thick | item no.131 | 80 | metre | 69.71 |  |  | Excess(+) | 1 | Full Conversion | INR | [40 empty] | #VALUE! | #VALUE! | #VALUE! | 131 | 40 mm wide and 4 mm thick | item no.131 | 80 | metre
132 | Kota stone slab flooring over 20 mm (average) thick base laid over and jointed with grey cement slurry mixed with pigment to match the shade of the slab, including rubbing and polishing complete with base of cement mortar 1 : 4 (1 cement : 4 coarse sand) : | item no.132 | [52 empty] | 132 | Kota stone slab flooring over 20 mm (average) thick base laid over and jointed with grey cement slurry mixed with pigment to match the shade of the slab, including rubbing and polishing complete with base of cement mortar 1 : 4 (1 cement : 4 coarse sand) : | item no.132
133 | 25 mm thick | item no.133 | 103 | sqm | 1496.36 |  |  | Excess(+) | 1 | Full Conversion | INR | [40 empty] | #VALUE! | #VALUE! | #VALUE! | 133 | 25 mm thick | item no.133 | 103 | sqm
134 | Kota stone slabs 20 mm thick in risers of steps, skirting, dado and pillars laid on 12 mm (average) thick cement mortar 1:3 (1 cement: 3 coarse sand) and jointed with grey cement slurry mixed with pigment to match the shade of the slabs, including rubbing and polishing complete. | item no.134 | 33.5 | sqm | 1787.42 |  |  | Excess(+) | 1 | Full Conversion | INR | [40 empty] | #VALUE! | #VALUE! | #VALUE! | 134 | Kota stone slabs 20 mm thick in risers of steps, skirting, dado and pillars laid on 12 mm (average) thick cement mortar 1:3 (1 cement: 3 coarse sand) and jointed with grey cement slurry mixed with pigment to match the shade of the slabs, including rubbing and polishing complete. | item no.134 | 33.5 | sqm
135 | Providing and laying Ceramic glazed floor tiles of size 300x300 mm (thickness to be specified by the manufacturer) of 1st quality conforming to IS : 15622 of approved make in colours such as White, Ivory, Grey, Fume Red Brown, laid on 20 mm thick cement mortar 1:4 (1 Cement : 4 Coarse sand), Jointing with grey cement slurry @ 3.3 kg/sqm including pointing the joints with white cement and matching pigment etc., complete. | item no.135 | 3.5 | sqm | 820.34 |  |  | Excess(+) | 1 | Full Conversion | INR | [40 empty] | #VALUE! | #VALUE! | #VALUE! | 135 | Providing and laying Ceramic glazed floor tiles of size 300x300 mm (thickness to be specified by the manufacturer) of 1st quality conforming to IS : 15622 of approved make in colours such as White, Ivory, Grey, Fume Red Brown, laid on 20 mm thick cement mortar 1:4 (1 Cement : 4 Coarse sand), Jointing with grey cement slurry @ 3.3 kg/sqm including pointing the joints with white cement and matching pigment etc., complete. | item no.135 | 3.5 | sqm
136 | Providing and laying vitrified floor tiles in different sizes (thickness to be specified by the manufacturer) with water absorption less than 0.08% and conforming to IS: 15622, of approved make, in all colours and shades, laid on 20mm thick cement mortar 1:4 (1 cement : 4 coarse sand), jointing with grey cement slurry @ 3.3 kg/ sqm including grouting the joints with white cement and matching pigments etc., complete. | item no.136 | [52 empty] | 136 | Providing and laying vitrified floor tiles in different sizes (thickness to be specified by the manufacturer) with water absorption less than 0.08% and conforming to IS: 15622, of approved make, in all colours and shades, laid on 20mm thick cement mortar 1:4 (1 cement : 4 coarse sand), jointing with grey cement slurry @ 3.3 kg/ sqm including grouting the joints with white cement and matching pigments etc., complete. | item no.136
137 | Size of Tile 600x600 mm | item no.137 | 78 | sqm | 1242.13 |  |  | Excess(+) | 1 | Full Conversion | INR | [40 empty] | #VALUE! | #VALUE! | #VALUE! | 137 | Size of Tile 600x600 mm | item no.137 | 78 | sqm
138 | Providing and laying Vitrified tiles in floor in different sizes (thickness to be specified by the manufacturer) with water absorption less than 0.08% and conforming to IS:15622, of approved brand & manufacturer, in all colours and shade, laid on 20 mm thick cement mortar 1:4 (1 cement: 4 coarse sand) jointing with grey cement slurry @3.3 kg/sqm including grouting the joints with white cement and matching pigments etc. The tiles must be cut with the zero chipping diamond cutter only . Laying of tiles will be done with the notch trowel, plier, wedge, clips of required thickness, leveling system and rubber mallet for placing the tiles gently and easily. | item no.138 | [52 empty] | 138 | Providing and laying Vitrified tiles in floor in different sizes (thickness to be specified by the manufacturer) with water absorption less than 0.08% and conforming to IS:15622, of approved brand & manufacturer, in all colours and shade, laid on 20 mm thick cement mortar 1:4 (1 cement: 4 coarse sand) jointing with grey cement slurry @3.3 kg/sqm including grouting the joints with white cement and matching pigments etc. The tiles must be cut with the zero chipping diamond cutter only . Laying of tiles will be done with the notch trowel, plier, wedge, clips of required thickness, leveling system and rubber mallet for placing the tiles gently and easily. | item no.138
139 | Double charge vitrified tile polished finish of size | item no.139 | [52 empty] | 139 | Double charge vitrified tile polished finish of size | item no.139
140 | Size of Tile 600 x 600 mm | item no.140 | 53 | sqm | 1128.1 |  |  | Excess(+) | 1 | Full Conversion | INR | [40 empty] | #VALUE! | #VALUE! | #VALUE! | 140 | Size of Tile 600 x 600 mm | item no.140 | 53 | sqm
141 | Providing and laying Vitrified tiles in different sizes (thickness to be specified by manufacturer), with water absorption less than 0.08 % and conforming to I.S. 15622, of approved make, in all colours & shade, in skirting, riser of steps, over 12 mm thick bed of cement mortar 1:3 (1 cement: 3 coarse sand), jointing with grey cement slurry @ 3.3 kg/ sqm including grouting the joint with white cement & matching pigments etc. complete. | item no.141 | [52 empty] | 141 | Providing and laying Vitrified tiles in different sizes (thickness to be specified by manufacturer), with water absorption less than 0.08 % and conforming to I.S. 15622, of approved make, in all colours & shade, in skirting, riser of steps, over 12 mm thick bed of cement mortar 1:3 (1 cement: 3 coarse sand), jointing with grey cement slurry @ 3.3 kg/ sqm including grouting the joint with white cement & matching pigments etc. complete. | item no.141
142 | Size of Tile 600x600 mm | item no.142 | 23.3 | sqm | 1285.84 |  |  | Excess(+) | 1 | Full Conversion | INR | [40 empty] | #VALUE! | #VALUE! | #VALUE! | 142 | Size of Tile 600x600 mm | item no.142 | 23.3 | sqm
143 | ROOFING | item no.143 | [52 empty] | 143 | ROOFING | item no.143
144 | Providing corrugated G.S. sheet roofing including vertical / curved surface fixed with polymer coated J or L hooks, bolts and nuts 8 mm diameter with bitumen and G.I. limpet washers or with G.I. limpet washers filled with white lead, including a coat of approved steel primer and two coats of approved paint on overlapping of sheets complete (up to any pitch in horizontal/ vertical or curved surfaces), excluding the cost of purlins, rafters and trusses and including cutting to size and shape wherever required. | item no.144 | [52 empty] | 144 | Providing corrugated G.S. sheet roofing including vertical / curved surface fixed with polymer coated J or L hooks, bolts and nuts 8 mm diameter with bitumen and G.I. limpet washers or with G.I. limpet washers filled with white lead, including a coat of approved steel primer and two coats of approved paint on overlapping of sheets complete (up to any pitch in horizontal/ vertical or curved surfaces), excluding the cost of purlins, rafters and trusses and including cutting to size and shape wherever required. | item no.144
145 | 0.63 mm thick with zinc coating not less than 275 gm/ m² | item no.145 | 10 | sqm | 857.52 |  |  | Excess(+) | 1 | Full Conversion | INR | [40 empty] | #VALUE! | #VALUE! | #VALUE! | 145 | 0.63 mm thick with zinc coating not less than 275 gm/ m² | item no.145 | 10 | sqm
146 | Extra for providing and fixing wind ties of 40x 6 mm flat iron section. | item no.146 | 30 | metre | 143.49 |  |  | Excess(+) | 1 | Full Conversion | INR | [40 empty] | #VALUE! | #VALUE! | #VALUE! | 146 | Extra for providing and fixing wind ties of 40x 6 mm flat iron section. | item no.146 | 30 | metre
147 | Providing gola 75x75 mm in cement concrete 1:2:4 (1 cement : 2 coarse sand : 4 stone aggregate 10 mm and down gauge), including finishing with cement mortar 1:3 (1 cement : 3 fine sand) as per standard design : | item no.147 | [52 empty] | 147 | Providing gola 75x75 mm in cement concrete 1:2:4 (1 cement : 2 coarse sand : 4 stone aggregate 10 mm and down gauge), including finishing with cement mortar 1:3 (1 cement : 3 fine sand) as per standard design : | item no.147
148 | In 75x75 mm deep chase | item no.148 | 70.5 | metre | 228.15 |  |  | Excess(+) | 1 | Full Conversion | INR | [40 empty] | #VALUE! | #VALUE! | #VALUE! | 148 | In 75x75 mm deep chase | item no.148 | 70.5 | metre
149 | Making khurras 45x45 cm with average minimum thickness of 5 cm cement concrete 1:2:4 (1 cement : 2 coarse sand : 4 graded stone aggregate of 20 mm nominal size) over P.V.C. sheet 1 m x1 m x 400 micron, finished with 12 mm cement plaster 1:3 (1 cement : 3 coarse sand) and a coat of neat cement, rounding the edges and making and finishing the outlet complete. | item no.149 | 2 | each | 233.76 |  |  | Excess(+) | 1 | Full Conversion | INR | [40 empty] | #VALUE! | #VALUE! | #VALUE! | 149 | Making khurras 45x45 cm with average minimum thickness of 5 cm cement concrete 1:2:4 (1 cement : 2 coarse sand : 4 graded stone aggregate of 20 mm nominal size) over P.V.C. sheet 1 m x1 m x 400 micron, finished with 12 mm cement plaster 1:3 (1 cement : 3 coarse sand) and a coat of neat cement, rounding the edges and making and finishing the outlet complete. | item no.149 | 2 | each
150 | Providing and fixing precoated galvanised iron profile sheets (size, shape and pitch of corrugation as approved by Engineer-in-charge) 0.50 mm (+ 0.05 %) total coated thickness with zinc coating 120 grams per sqm as per IS: 277, in 240 mpa steel grade, 5-7 microns epoxy primer on both side of the sheet and polyester top coat 15-18 microns. Sheet should have protective guard film of 25 microns minimum to avoid scratches during transportation and should be supplied in single length upto 12 metre or as desired by Engineer- in-charge. The sheet shall be fixed using self drilling /self tapping screws of size (5.5x 55 mm) with EPDM seal, complete upto any pitch in horizontal/ vertical or curved surfaces, excluding the cost of purlins, rafters and trusses and including cutting to size and shape wherever required. | item no.150 | 31 | sqm | 588.82 |  |  | Excess(+) | 1 | Full Conversion | INR | [40 empty] | #VALUE! | #VALUE! | #VALUE! | 150 | Providing and fixing precoated galvanised iron profile sheets (size, shape and pitch of corrugation as approved by Engineer-in-charge) 0.50 mm (+ 0.05 %) total coated thickness with zinc coating 120 grams per sqm as per IS: 277, in 240 mpa steel grade, 5-7 microns epoxy primer on both side of the sheet and polyester top coat 15-18 microns. Sheet should have protective guard film of 25 microns minimum to avoid scratches during transportation and should be supplied in single length upto 12 metre or as desired by Engineer- in-charge. The sheet shall be fixed using self drilling /self tapping screws of size (5.5x 55 mm) with EPDM seal, complete upto any pitch in horizontal/ vertical or curved surfaces, excluding the cost of purlins, rafters and trusses and including cutting to size and shape wherever required. | item no.150 | 31 | sqm
151 | Providing and fixing M.S. holder bat clamps of approved design to C.I. or S.C.I. rain water pipes embedded in and including cement concrete blocks 10x10x10 cm of 1:2:4 mix (1 cement : 2 coarse sand : 4 graded stone aggregate 20 mm nominal size) and cost of cutting holes and making good the walls etc. : | item no.151 | [52 empty] | 151 | Providing and fixing M.S. holder bat clamps of approved design to C.I. or S.C.I. rain water pipes embedded in and including cement concrete blocks 10x10x10 cm of 1:2:4 mix (1 cement : 2 coarse sand : 4 graded stone aggregate 20 mm nominal size) and cost of cutting holes and making good the walls etc. : | item no.151
152 | 100 mm diameter | item no.152 | 2 | each | 270.45 |  |  | Excess(+) | 1 | Full Conversion | INR | [40 empty] | #VALUE! | #VALUE! | #VALUE! | 152 | 100 mm diameter | item no.152 | 2 | each
153 | Providing and fixing on wall face unplasticised Rigid PVC rain water pipes conforming to IS : 13592 Type A, including jointing with seal ring conforming to IS : 5382, leaving 10 mm gap for thermal expansion, (i) Single socketed pipes. | item no.153 | [52 empty] | 153 | Providing and fixing on wall face unplasticised Rigid PVC rain water pipes conforming to IS : 13592 Type A, including jointing with seal ring conforming to IS : 5382, leaving 10 mm gap for thermal expansion, (i) Single socketed pipes. | item no.153
154 | 110 mm diameter | item no.154 | 8 | metre | 280.36 |  |  | Excess(+) | 1 | Full Conversion | INR | [40 empty] | #VALUE! | #VALUE! | #VALUE! | 154 | 110 mm diameter | item no.154 | 8 | metre
155 | Providing and fixing on wall face unplasticised - PVC moulded fittings/ accessories for unplasticised Rigid PVC rain water pipes conforming to IS : 13592 Type A, including jointing with seal ring conforming to IS : 5382, leaving 10 mm gap for thermal expansion. | item no.155 | [52 empty] | 155 | Providing and fixing on wall face unplasticised - PVC moulded fittings/ accessories for unplasticised Rigid PVC rain water pipes conforming to IS : 13592 Type A, including jointing with seal ring conforming to IS : 5382, leaving 10 mm gap for thermal expansion. | item no.155
156 | Single tee without door | item no.156 | [52 empty] | 156 | Single tee without door | item no.156
157 | 110x110x110 mm | item no.157 | 2 | each | 167.25 |  |  | Excess(+) | 1 | Full Conversion | INR | [40 empty] | #VALUE! | #VALUE! | #VALUE! | 157 | 110x110x110 mm | item no.157 | 2 | each
158 | Bend 87.5° | item no.158 | [52 empty] | 158 | Bend 87.5° | item no.158
159 | 110 mm bend | item no.159 | 1 | each | 115.74 |  |  | Excess(+) | 1 | Full Conversion | INR | [40 empty] | #VALUE! | #VALUE! | #VALUE! | 159 | 110 mm bend | item no.159 | 1 | each
160 | Shoe (Plain) | item no.160 | [52 empty] | 160 | Shoe (Plain) | item no.160
161 | 110 mm Shoe | item no.161 | 2 | each | 101.67 |  |  | Excess(+) | 1 | Full Conversion | INR | [40 empty] | #VALUE! | #VALUE! | #VALUE! | 161 | 110 mm Shoe | item no.161 | 2 | each
162 | Providing and fixing unplasticised -PVC pipe clips of approved design to unplasticised - PVC rain water pipes by means of 50x50x50 mm hard wood plugs, screwed with M.S. screws of required length, including cutting brick work and fixing in cement mortar 1:4 (1 cement : 4 coarse sand) and making good the wall etc. complete. | item no.162 | [52 empty] | 162 | Providing and fixing unplasticised -PVC pipe clips of approved design to unplasticised - PVC rain water pipes by means of 50x50x50 mm hard wood plugs, screwed with M.S. screws of required length, including cutting brick work and fixing in cement mortar 1:4 (1 cement : 4 coarse sand) and making good the wall etc. complete. | item no.162
163 | 110 mm | item no.163 | 3 | each | 271.37 |  |  | Excess(+) | 1 | Full Conversion | INR | [40 empty] | #VALUE! | #VALUE! | #VALUE! | 163 | 110 mm | item no.163 | 3 | each
164 | Providing and fixing false ceiling at all height including providing and fixing of frame work made of special sections, power pressed from M.S. sheets and galvanized with zinc coating of 120 gms/sqm (both side inclusive) as per IS : 277 and consisting of angle cleats of size 25 mm wide x 1.6 mm thick with flanges of 27 mm and 37mm, at 1200 mm centre to centre, one flange fixed to the ceiling with dash fastener 12.5 mm dia x 50mm long with 6mm dia bolts, other flange of cleat fixed to the angle hangers of 25x10x0.50 mm of required length with nuts & bolts of required size and other end of angle hanger fixed with intermediate G.I. channels 45x15x0.9 mm running at the spacing of 1200 mm centre to centre, to which the ceiling section 0.5 mm thick bottom wedge of 80 mm with tapered flanges of 26 mm each having lips of 10.5 mm, at 450 mm centre to centre, shall be fixed in a direction perpendicular to G.I. intermediate channel with connecting clips made out of 2.64 mm dia x 230 mm long G.I. wire at every junction, including fixing perimeter channels 0.5 mm thick 27 mm high having flanges of 20 mm and 30 mm long, the perimeter of ceiling fixed to wall/partition with the help of rawl plugs at 450 mm centre, with 25mm long dry wall screws @ 230 mm interval, including fixing of gypsum board to ceiling section and perimeter channel with the help of dry wall screws of size 3.5 x 25 mm at 230 mm c/c, including jointing and finishing to a flush finish of tapered and square edges of the board with recommended jointing compound , jointing tapes , finishing with jointing compound in 3 layers covering upto 150 mm on both sides of joint and two coats of primer suitable for board, all as per manufacturer's specification and also including the cost of making openings for light fittings, grills, diffusers, cutouts made with frame of perimeter channels suitably fixed, all complete as per drawings, specification and direction of the Engineer in Charge but excluding the cost of painting with : | item no.164 | [52 empty] | 164 | Providing and fixing false ceiling at all height including providing and fixing of frame work made of special sections, power pressed from M.S. sheets and galvanized with zinc coating of 120 gms/sqm (both side inclusive) as per IS : 277 and consisting of angle cleats of size 25 mm wide x 1.6 mm thick with flanges of 27 mm and 37mm, at 1200 mm centre to centre, one flange fixed to the ceiling with dash fastener 12.5 mm dia x 50mm long with 6mm dia bolts, other flange of cleat fixed to the angle hangers of 25x10x0.50 mm of required length with nuts & bolts of required size and other end of angle hanger fixed with intermediate G.I. channels 45x15x0.9 mm running at the spacing of 1200 mm centre to centre, to which the ceiling section 0.5 mm thick bottom wedge of 80 mm with tapered flanges of 26 mm each having lips of 10.5 mm, at 450 mm centre to centre, shall be fixed in a direction perpendicular to G.I. intermediate channel with connecting clips made out of 2.64 mm dia x 230 mm long G.I. wire at every junction, including fixing perimeter channels 0.5 mm thick 27 mm high having flanges of 20 mm and 30 mm long, the perimeter of ceiling fixed to wall/partition with the help of rawl plugs at 450 mm centre, with 25mm long dry wall screws @ 230 mm interval, including fixing of gypsum board to ceiling section and perimeter channel with the help of dry wall screws of size 3.5 x 25 mm at 230 mm c/c, including jointing and finishing to a flush finish of tapered and square edges of the board with recommended jointing compound , jointing tapes , finishing with jointing compound in 3 layers covering upto 150 mm on both sides of joint and two coats of primer suitable for board, all as per manufacturer's specification and also including the cost of making openings for light fittings, grills, diffusers, cutouts made with frame of perimeter channels suitably fixed, all complete as per drawings, specification and direction of the Engineer in Charge but excluding the cost of painting with : | item no.164
165 | 12.5 mm thick tapered edge gypsum plain board conforming to IS: 2095- (Part I) :2011 (Board with BIS certification marks) | item no.165 | 7.5 | sqm | 1004.78 |  |  | Excess(+) | 1 | Full Conversion | INR | [40 empty] | #VALUE! | #VALUE! | #VALUE! | 165 | 12.5 mm thick tapered edge gypsum plain board conforming to IS: 2095- (Part I) :2011 (Board with BIS certification marks) | item no.165 | 7.5 | sqm
166 | "Providing and fixing partition upto ceiling height consisting of G.I. frame and required board, including providing and fixing of frame work made of special section power pressed/ roll form G.I. sheet with zinc coating of 120 gms/sqm(both side inclusive), consisting of floor and ceiling channel 50mm wide having equal flanges of 32 mm and 0.50 mm thick, fixed to the floor and ceiling at the spacing of 610 mm centre to centre with dash fastener of 12.5 mm dia meter 50 mm length or suitable anchor fastener or metal screws with nylon plugs and the studs 48 mm wide having one flange of 34 mm and other flange 36 mm and 0.50 mm thick fixed vertically within flanges of floor and ceiling channel and placed at a spacing of 610 mm centre to centre by 6 mm dia bolts and nuts, including fixing of studs along both ends of partition fixed flush to wall with suitable anchor fastener or metal screws with nylon plugs at spacing of 450 mm centre to centre, and fixing of boards to both side of frame work by 25 mm long dry wall screws on studs, floor and ceiling channels at the spacing of 300 mm centre to centre. The boards are to be fixed to the frame work with joints staggered to avoid through cracks, M.S. fixing channel of 99 mm width (0.9 mm thick having two flanges of 9.5 mm each) to be provided at the horizontal joints of two boards, fixed to the studs using metal to metal flat head screws, including jointing and finishing to a flush finish with recommended jointing compound, jointing tape, angle beads at corners (25 mm x 25 mm x 0.5 mm), joint finisher and two coats of primer suitable for board as per manufacture's specification and direction of engineer in charge all complete. 100 mm overall thickness partition with 12.5 mm thick double layer fire rated/ moisture resistant board on each face of partition wall conforming to IS: 2095: part I | item no.166 | 21.5 | Sqm | 1851.82 |  |  | Excess(+) | 1 | Full Conversion | INR | [40 empty] | #VALUE! | #VALUE! | #VALUE! | 166 | "Providing and fixing partition upto ceiling height consisting of G.I. frame and required board, including providing and fixing of frame work made of special section power pressed/ roll form G.I. sheet with zinc coating of 120 gms/sqm(both side inclusive), consisting of floor and ceiling channel 50mm wide having equal flanges of 32 mm and 0.50 mm thick, fixed to the floor and ceiling at the spacing of 610 mm centre to centre with dash fastener of 12.5 mm dia meter 50 mm length or suitable anchor fastener or metal screws with nylon plugs and the studs 48 mm wide having one flange of 34 mm and other flange 36 mm and 0.50 mm thick fixed vertically within flanges of floor and ceiling channel and placed at a spacing of 610 mm centre to centre by 6 mm dia bolts and nuts, including fixing of studs along both ends of partition fixed flush to wall with suitable anchor fastener or metal screws with nylon plugs at spacing of 450 mm centre to centre, and fixing of boards to both side of frame work by 25 mm long dry wall screws on studs, floor and ceiling channels at the spacing of 300 mm centre to centre. The boards are to be fixed to the frame work with joints staggered to avoid through cracks, M.S. fixing channel of 99 mm width (0.9 mm thick having two flanges of 9.5 mm each) to be provided at the horizontal joints of two boards, fixed to the studs using metal to metal flat head screws, including jointing and finishing to a flush finish with recommended jointing compound, jointing tape, angle beads at corners (25 mm x 25 mm x 0.5 mm), joint finisher and two coats of primer suitable for board as per manufacture's specification and direction of engineer in charge all complete. 100 mm overall thickness partition with 12.5 mm thick double layer fire rated/ moisture resistant board on each face of partition wall conforming to IS: 2095: part I | item no.166 | 21.5 | Sqm
167 | Providing and fixing tiled false ceiling of specified materials of size 595x595 mm in true horizontal level, suspended on inter locking metal grid of hot dipped galvanized steel sections ( galvanized @ 120 grams/ sqm, both side inclusive) consisting of main "T" runner with suitably spaced joints to get required length and of size 24x38 mm made from 0.30 mm thick (minimum) sheet, spaced at 1200 mm center to center and cross "T" of size 24x25 mm made of 0.30 mm thick (minimum) sheet, 1200 mm long spaced between main "T" at 600 mm center to center to form a grid of 1200x600 mm and secondary cross "T" of length 600 mm and size 24x25 mm made of 0.30 mm thick (minimum) sheet to be interlocked at middle of the 1200x600 mm panel to form grids of 600x600 mm and wall angle of size 24x24x0.3 mm and laying false ceiling tiles of approved texture in the grid including, required cutting/making, opening for services like diffusers, grills, light fittings, fixtures, smoke detectors etc. Main "T" runners to be suspended from ceiling using GI slotted cleats of size 27 x 37 x 25 x1.6 mm fixed to ceiling with 12.5 mm dia and 50 mm long dash fasteners, 4 mm GI adjustable rods with galvanised butterfly level clips of size 85 x 30 x 0.8 mm spaced at 1200 mm center to center along main T, bottom exposed width of 24 mm of all T-sections shall be pre-painted with polyester paint, all complete for all heights as per specifications, drawings and as directed by Engineer-in-charge. | item no.167 | [52 empty] | 167 | Providing and fixing tiled false ceiling of specified materials of size 595x595 mm in true horizontal level, suspended on inter locking metal grid of hot dipped galvanized steel sections ( galvanized @ 120 grams/ sqm, both side inclusive) consisting of main "T" runner with suitably spaced joints to get required length and of size 24x38 mm made from 0.30 mm thick (minimum) sheet, spaced at 1200 mm center to center and cross "T" of size 24x25 mm made of 0.30 mm thick (minimum) sheet, 1200 mm long spaced between main "T" at 600 mm center to center to form a grid of 1200x600 mm and secondary cross "T" of length 600 mm and size 24x25 mm made of 0.30 mm thick (minimum) sheet to be interlocked at middle of the 1200x600 mm panel to form grids of 600x600 mm and wall angle of size 24x24x0.3 mm and laying false ceiling tiles of approved texture in the grid including, required cutting/making, opening for services like diffusers, grills, light fittings, fixtures, smoke detectors etc. Main "T" runners to be suspended from ceiling using GI slotted cleats of size 27 x 37 x 25 x1.6 mm fixed to ceiling with 12.5 mm dia and 50 mm long dash fasteners, 4 mm GI adjustable rods with galvanised butterfly level clips of size 85 x 30 x 0.8 mm spaced at 1200 mm center to center along main T, bottom exposed width of 24 mm of all T-sections shall be pre-painted with polyester paint, all complete for all heights as per specifications, drawings and as directed by Engineer-in-charge. | item no.167
168 | 12.5 mm thick fully Perforated Gypsum Board tile made from plasterboard having glass fibre conforming to IS: 2095 part I, of size 595x595 mm, having perforation of 9.7x9.7 mm at 19.4 mm c/c with center borders of 48 mm and the side borders of 30 mm, backed with non woven tissue on the back side, having an NRC (Noise Reduction Coefficient) of 0.79, with 50 mm resin bonded glass wool backing. | item no.168 | 20 | sqm | 1093.82 |  |  | Excess(+) | 1 | Full Conversion | INR | [40 empty] | #VALUE! | #VALUE! | #VALUE! | 168 | 12.5 mm thick fully Perforated Gypsum Board tile made from plasterboard having glass fibre conforming to IS: 2095 part I, of size 595x595 mm, having perforation of 9.7x9.7 mm at 19.4 mm c/c with center borders of 48 mm and the side borders of 30 mm, backed with non woven tissue on the back side, having an NRC (Noise Reduction Coefficient) of 0.79, with 50 mm resin bonded glass wool backing. | item no.168 | 20 | sqm
169 | FINISHING | item no.169 | [52 empty] | 169 | FINISHING | item no.169
170 | 12 mm cement plaster of mix : | item no.170 | [52 empty] | 170 | 12 mm cement plaster of mix : | item no.170
171 | 1:6 (1 cement: 6 coarse sand) | item no.171 | 141 | sqm | 258.09 |  |  | Excess(+) | 1 | Full Conversion | INR | [40 empty] | #VALUE! | #VALUE! | #VALUE! | 171 | 1:6 (1 cement: 6 coarse sand) | item no.171 | 141 | sqm
172 | 15 mm cement plaster on rough side of single or half brick wall of mix: | item no.172 | [52 empty] | 172 | 15 mm cement plaster on rough side of single or half brick wall of mix: | item no.172
173 | 1:6 (1 cement: 6 fine sand) | item no.173 | 271 | sqm | 284.09 |  |  | Excess(+) | 1 | Full Conversion | INR | [40 empty] | #VALUE! | #VALUE! | #VALUE! | 173 | 1:6 (1 cement: 6 fine sand) | item no.173 | 271 | sqm
174 | 12 mm cement plaster finished with a floating coat of neat cement of mix : | item no.175 | [52 empty] | 174 | 12 mm cement plaster finished with a floating coat of neat cement of mix : | item no.175
175 | 1:3 (1 cement: 3 fine sand) | item no.176 | 2135 | sqm | 328.07 |  |  | Excess(+) | 1 | Full Conversion | INR | [40 empty] | #VALUE! | #VALUE! | #VALUE! | 175 | 1:3 (1 cement: 3 fine sand) | item no.176 | 2135 | sqm
176 | 1:4 (1 cement: 4 fine sand) | item no.177 | 30 | sqm | 316.79 |  |  | Excess(+) | 1 | Full Conversion | INR | [40 empty] | #VALUE! | #VALUE! | #VALUE! | 176 | 1:4 (1 cement: 4 fine sand) | item no.177 | 30 | sqm
177 | 6 mm cement plaster of mix : | item no.178 | [52 empty] | 177 | 6 mm cement plaster of mix : | item no.178
178 | 1:3 (1 cement : 3 fine sand) | item no.179 | 28.5 | sqm | 221.88 |  |  | Excess(+) | 1 | Full Conversion | INR | [40 empty] | #VALUE! | #VALUE! | #VALUE! | 178 | 1:3 (1 cement : 3 fine sand) | item no.179 | 28.5 | sqm
179 | 15 mm cement plaster on rough side of single or half brick wall finished with a floating coat of neat cement of mix : | item no.180 | [52 empty] | 179 | 15 mm cement plaster on rough side of single or half brick wall finished with a floating coat of neat cement of mix : | item no.180
180 | 1:4 (1 cement: 4 fine sand) | item no.181 | 25 | sqm | 356.07 |  |  | Excess(+) | 1 | Full Conversion | INR | [40 empty] | #VALUE! | #VALUE! | #VALUE! | 180 | 1:4 (1 cement: 4 fine sand) | item no.181 | 25 | sqm
181 | Finishing walls with Acrylic Smooth exterior paint of required shade : | item no.182 | [52 empty] | 181 | Finishing walls with Acrylic Smooth exterior paint of required shade : | item no.182
182 | New work (Two or more coat applied @ 1.67 ltr/10 sqm over and including priming coat of exterior primer applied @ 2.20 kg/10 sqm) | item no.183 | 135 | sqm | 146.3 |  |  | Excess(+) | 1 | Full Conversion | INR | [40 empty] | #VALUE! | #VALUE! | #VALUE! | 182 | New work (Two or more coat applied @ 1.67 ltr/10 sqm over and including priming coat of exterior primer applied @ 2.20 kg/10 sqm) | item no.183 | 135 | sqm
183 | Distempering with 1st quality acrylic distemper (ready mixed) having VOC content less than 50 gms/litre, of approved manufacturer, of required shade and colour complete, as per manufacturer's specification. | item no.184 | [52 empty] | 183 | Distempering with 1st quality acrylic distemper (ready mixed) having VOC content less than 50 gms/litre, of approved manufacturer, of required shade and colour complete, as per manufacturer's specification. | item no.184
184 | Two or more coats on new work | item no.185 | 635 | sqm | 81.32 |  |  | Excess(+) | 1 | Full Conversion | INR | [40 empty] | #VALUE! | #VALUE! | #VALUE! | 184 | Two or more coats on new work | item no.185 | 635 | sqm
185 | Finishing walls with Premium Acrylic Smooth exterior paint with Silicone additives of required shade: | item no.186 | [52 empty] | 185 | Finishing walls with Premium Acrylic Smooth exterior paint with Silicone additives of required shade: | item no.186
186 | New work (Two or more coats applied @ 1.43 ltr/10 sqm over and including priming coat of exterior primer applied @ 2.20 kg/10 sqm) | item no.187 | 630 | sqm | 142.35 |  |  | Excess(+) | 1 | Full Conversion | INR | [40 empty] | #VALUE! | #VALUE! | #VALUE! | 186 | New work (Two or more coats applied @ 1.43 ltr/10 sqm over and including priming coat of exterior primer applied @ 2.20 kg/10 sqm) | item no.187 | 630 | sqm
187 | Painting with synthetic enamel paint of approved brand and manufacture to give an even shade : | item no.188 | [52 empty] | 187 | Painting with synthetic enamel paint of approved brand and manufacture to give an even shade : | item no.188
188 | Two or more coats on new work | item no.189 | 180 | sqm | 115.26 |  |  | Excess(+) | 1 | Full Conversion | INR | [40 empty] | #VALUE! | #VALUE! | #VALUE! | 188 | Two or more coats on new work | item no.189 | 180 | sqm
189 | Painting with synthetic enamel paint of approved brand and manufacture of required colour to give an even shade : | item no.190 | [52 empty] | 189 | Painting with synthetic enamel paint of approved brand and manufacture of required colour to give an even shade : | item no.190
190 | Two or more coats on new work over an under coat of suitable shade with ordinary paint of approved brand and manufacture | item no.191 | 10 | sqm | 167.82 |  |  | Excess(+) | 1 | Full Conversion | INR | [40 empty] | #VALUE! | #VALUE! | #VALUE! | 190 | Two or more coats on new work over an under coat of suitable shade with ordinary paint of approved brand and manufacture | item no.191 | 10 | sqm
191 | Providing and applying white cement based putty of average thickness 1 mm, of approved brand and manufacturer, over the plastered wall surface to prepare the surface even and smooth complete. | item no.192 | 665 | sqm | 108.59 |  |  | Excess(+) | 1 | Full Conversion | INR | [40 empty] | #VALUE! | #VALUE! | #VALUE! | 191 | Providing and applying white cement based putty of average thickness 1 mm, of approved brand and manufacturer, over the plastered wall surface to prepare the surface even and smooth complete. | item no.192 | 665 | sqm
192 | White washing with lime to give an even shade : | item no.193 | [52 empty] | 192 | White washing with lime to give an even shade : | item no.193
193 | Old work (two or more coats) | item no.194 | 120 | sqm | 16.66 |  |  | Excess(+) | 1 | Full Conversion | INR | [40 empty] | #VALUE! | #VALUE! | #VALUE! | 193 | Old work (two or more coats) | item no.194 | 120 | sqm
194 | Distempering with 1st quality acrylic distember (Ready mix) having VOC content less than 50 grams/ litre of approved brand and manufacture to give an even shade : | item no.195 | [52 empty] | 194 | Distempering with 1st quality acrylic distember (Ready mix) having VOC content less than 50 grams/ litre of approved brand and manufacture to give an even shade : | item no.195
195 | Old work (one or more coats) | item no.196 | 790 | sqm | 49.8 |  |  | Excess(+) | 1 | Full Conversion | INR | [40 empty] | #VALUE! | #VALUE! | #VALUE! | 195 | Old work (one or more coats) | item no.196 | 790 | sqm
196 | Removing dry or oil bound distemper, water proofing cement paint and the like by scrapping, sand papering and preparing the surface smooth including necessary repairs to scratches etc. complete. | item no.197 | 410 | sqm | 18.28 |  |  | Excess(+) | 1 | Full Conversion | INR | [40 empty] | #VALUE! | #VALUE! | #VALUE! | 196 | Removing dry or oil bound distemper, water proofing cement paint and the like by scrapping, sand papering and preparing the surface smooth including necessary repairs to scratches etc. complete. | item no.197 | 410 | sqm
197 | Painting with synthetic enamel paint of approved brand and manufacture of required colour to give an even shade : | item no.198 | [52 empty] | 197 | Painting with synthetic enamel paint of approved brand and manufacture of required colour to give an even shade : | item no.198
198 | One or more coats on old work | item no.199 | 422 | sqm | 75.89 |  |  | Excess(+) | 1 | Full Conversion | INR | [40 empty] | #VALUE! | #VALUE! | #VALUE! | 198 | One or more coats on old work | item no.199 | 422 | sqm
199 | Finishing walls with Premium Acrylic Smooth exterior paint with Silicone additives of required shade | item no.200 | [52 empty] | 199 | Finishing walls with Premium Acrylic Smooth exterior paint with Silicone additives of required shade | item no.200
200 | Old work (Two or more coats applied @ 1.43 ltr/ 10 sqm) over existing cement paint surface | item no.201 | 500 | sqm | 95.23 |  |  | Excess(+) | 1 | Full Conversion | INR | [40 empty] | #VALUE! | #VALUE! | #VALUE! | 200 | Old work (Two or more coats applied @ 1.43 ltr/ 10 sqm) over existing cement paint surface | item no.201 | 500 | sqm
201 | Finishing walls with Acrylic Smooth exterior paint of required shade : | item no.202 | [52 empty] | 201 | Finishing walls with Acrylic Smooth exterior paint of required shade : | item no.202
202 | Old work (Two or more coat applied @ 1.67 ltr/ 10 sqm) on existing cement paint surface | item no.203 | 1075 | sqm | 97.85 |  |  | Excess(+) | 1 | Full Conversion | INR | [40 empty] | #VALUE! | #VALUE! | #VALUE! | 202 | Old work (Two or more coat applied @ 1.67 ltr/ 10 sqm) on existing cement paint surface | item no.203 | 1075 | sqm
203 | REPAIRS TO BUILDING | item no.204 | [52 empty] | 203 | REPAIRS TO BUILDING | item no.204
204 | Repairs to plaster of thickness 12 mm to 20 mm in patches of area 2.5 sq.meters and under, including cutting the patch in proper shape, raking out joints and preparing and plastering the surface of the walls complete, including disposal of rubbish to the dumping ground, all complete as per direction of Engineer-in-Charge. | item no.205 | [52 empty] | 204 | Repairs to plaster of thickness 12 mm to 20 mm in patches of area 2.5 sq.meters and under, including cutting the patch in proper shape, raking out joints and preparing and plastering the surface of the walls complete, including disposal of rubbish to the dumping ground, all complete as per direction of Engineer-in-Charge. | item no.205
205 | With cement mortar 1:4 (1cement: 4 coarse sand) | item no.206 | 42 | sqm | 419.11 |  |  | Excess(+) | 1 | Full Conversion | INR | [40 empty] | #VALUE! | #VALUE! | #VALUE! | 205 | With cement mortar 1:4 (1cement: 4 coarse sand) | item no.206 | 42 | sqm
206 | Fixing chowkhats in existing opening including embedding chowkhats in floors or walls cutting masonry for holdfasts, embedding hold fasts in cement concrete blocks of size 15 x 10 x 10 cm with cement concrete 1:3:6 (1 cement : 3 coarse sand : 6 graded stone aggregate 20 mm nominal size), painting two coats of approved wood preservative to sides of chowkhats and making good the damages to walls and floors as required complete, including disposal of rubbish to the dumping ground, all complete as per direction of Engineer-in-Charge. | item no.207 | [52 empty] | 206 | Fixing chowkhats in existing opening including embedding chowkhats in floors or walls cutting masonry for holdfasts, embedding hold fasts in cement concrete blocks of size 15 x 10 x 10 cm with cement concrete 1:3:6 (1 cement : 3 coarse sand : 6 graded stone aggregate 20 mm nominal size), painting two coats of approved wood preservative to sides of chowkhats and making good the damages to walls and floors as required complete, including disposal of rubbish to the dumping ground, all complete as per direction of Engineer-in-Charge. | item no.207
207 | Door chowkhats | item no.208 | 1 | each | 1319.86 |  |  | Excess(+) | 1 | Full Conversion | INR | [40 empty] | #VALUE! | #VALUE! | #VALUE! | 207 | Door chowkhats | item no.208 | 1 | each | Construction of chamber for 100mm sluices valve | item3 | 10 | Nos
208 | Window chowkhats | item no.209 | 6 | each | 831.26 |  |  | Excess(+) | 1 | Full Conversion | INR | [40 empty] | #VALUE! | #VALUE! | #VALUE! | 208 | Window chowkhats | item no.209 | 6 | each
209 | Hacking of CC flooring including cleaning for surface etc. complete as per direction of the Engineer-in-Charge. | item no.210 | 106 | sqm | 2.5 |  |  | Excess(+) | 1 | Full Conversion | INR | [40 empty] | #VALUE! | #VALUE! | #VALUE! | 209 | Hacking of CC flooring including cleaning for surface etc. complete as per direction of the Engineer-in-Charge. | item no.210 | 106 | sqm | Supplying, Conveying and fixing spls. Including eart | item1 | 123.223 | Nos
210 | Taking out existing wooden door shutter, repair by cutting, painting etc. and refixing of repaired door shutters to existing door frames, including replacement of hinges with screws, etc. as required, all complete as per the direction of the Engineer-in-charge. | item no.211 | 10 | each | 285.8 |  |  | Excess(+) | 1 | Full Conversion | INR | [40 empty] | #VALUE! | #VALUE! | #VALUE! | 210 | Taking out existing wooden door shutter, repair by cutting, painting etc. and refixing of repaired door shutters to existing door frames, including replacement of hinges with screws, etc. as required, all complete as per the direction of the Engineer-in-charge. | item no.211 | 10 | each | Supplying, Conveying and fixing spls. Including ea | item4 | 10 | Nos
211 | Dismantling and Demolishing | item no.212 | [52 empty] | 211 | Dismantling and Demolishing | item no.212 |  |  | Construction of chamber for 100mm sluice plates | item2 | 213 | Nos
212 | Demolishing cement concrete manually/ by mechanical means including disposal of material within 50 metres lead as per direction of Engineer - in - charge. | item no.213 | [52 empty] | 212 | Demolishing cement concrete manually/ by mechanical means including disposal of material within 50 metres lead as per direction of Engineer - in - charge. | item no.213
213 | Nominal concrete 1:3:6 or richer mix (i/c equivalent design mix) | item no.214 | 5.95 | cum | 1759.84 |  |  | Excess(+) | 1 | Full Conversion | INR | [40 empty] | #VALUE! | #VALUE! | #VALUE! | 213 | Nominal concrete 1:3:6 or richer mix (i/c equivalent design mix) | item no.214 | 5.95 | cum
214 | Nominal concrete 1:4:8 or leaner mix (i/c equivalent design mix) | item no.215 | 12.5 | cum | 1086.89 |  |  | Excess(+) | 1 | Full Conversion | INR | [40 empty] | #VALUE! | #VALUE! | #VALUE! | 214 | Nominal concrete 1:4:8 or leaner mix (i/c equivalent design mix) | item no.215 | 12.5 | cum
215 | Demolishing R.C.C. work manually/ by mechanical means including stacking of steel bars and disposal of unserviceable material within 50 metres lead as per direction of Engineer - in- charge. | item no.216 | 0.65 | cum | 2567.38 |  |  | Excess(+) | 1 | Full Conversion | INR | [40 empty] | #VALUE! | #VALUE! | #VALUE! | 215 | Demolishing R.C.C. work manually/ by mechanical means including stacking of steel bars and disposal of unserviceable material within 50 metres lead as per direction of Engineer - in- charge. | item no.216 | 0.65 | cum
216 | Extra for cutting reinforcement bars manually/ by mechanical means in R.C.C. or R.B. work (Payment shall be made on the cross sectional area of R.C.C. or R.B. work) as per direction of Engineer- in-charge. | item no.217 | 3 | sqm | 830.43 |  |  | Excess(+) | 1 | Full Conversion | INR | [40 empty] | #VALUE! | #VALUE! | #VALUE! | 216 | Extra for cutting reinforcement bars manually/ by mechanical means in R.C.C. or R.B. work (Payment shall be made on the cross sectional area of R.C.C. or R.B. work) as per direction of Engineer- in-charge. | item no.217 | 3 | sqm
217 | Demolishing brick work manually/ by mechanical means including stacking of serviceable material and disposal of unserviceable material within 50 metres lead as per direction of Engineer-in-charge. | item no.218 | [52 empty] | 217 | Demolishing brick work manually/ by mechanical means including stacking of serviceable material and disposal of unserviceable material within 50 metres lead as per direction of Engineer-in-charge. | item no.218
218 | In cement mortar | item no.219 | 9.1 | cum | 1489.22 |  |  | Excess(+) | 1 | Full Conversion | INR | [40 empty] | #VALUE! | #VALUE! | #VALUE! | 218 | In cement mortar | item no.219 | 9.1 | cum
219 | Dismantling doors, windows and clerestory windows (steel or wood) shutter including chowkhats, architrave, holdfasts etc. complete and stacking within 50 metres lead : | item no.220 | [52 empty] | 219 | Dismantling doors, windows and clerestory windows (steel or wood) shutter including chowkhats, architrave, holdfasts etc. complete and stacking within 50 metres lead : | item no.220
220 | Of area 3 sq. metres and below | item no.221 | 12 | each | 265.41 |  |  | Excess(+) | 1 | Full Conversion | INR | [40 empty] | #VALUE! | #VALUE! | #VALUE! | 220 | Of area 3 sq. metres and below | item no.221 | 12 | each
221 | Taking out doors, windows and clerestory window shutters (steel or wood) including stacking within 50 metres lead : | item no.222 | [52 empty] | 221 | Taking out doors, windows and clerestory window shutters (steel or wood) including stacking within 50 metres lead : | item no.222
222 | Of area 3 sq. metres and below | item no.223 | 3 | each | 103.73 |  |  | Excess(+) | 1 | Full Conversion | INR | [40 empty] | #VALUE! | #VALUE! | #VALUE! | 222 | Of area 3 sq. metres and below | item no.223 | 3 | each
223 | Dismantling tile work in floors and roofs laid in cement mortar including stacking material within 50 metres lead. | item no.224 | [52 empty] | 223 | Dismantling tile work in floors and roofs laid in cement mortar including stacking material within 50 metres lead. | item no.224
224 | For thickness of tiles 10 mm to 25 mm | item no.225 | 8 | sqm | 53.05 |  |  | Excess(+) | 1 | Full Conversion | INR | [40 empty] | #VALUE! | #VALUE! | #VALUE! | 224 | For thickness of tiles 10 mm to 25 mm | item no.225 | 8 | sqm
225 | Dismantling old plaster or skirting raking out joints and cleaning the surface for plaster including disposal of rubbish to the dumping ground within 50 metres lead. | item no.226 | 336 | sqm | 39.5 |  |  | Excess(+) | 1 | Full Conversion | INR | [40 empty] | #VALUE! | #VALUE! | #VALUE! | 225 | Dismantling old plaster or skirting raking out joints and cleaning the surface for plaster including disposal of rubbish to the dumping ground within 50 metres lead. | item no.226 | 336 | sqm
226 | Dismantling aluminium/ Gypsum partitions, doors, windows, fixed glazing and false ceiling including disposal of unserviceable material and stacking of serviceable material with in 50 meters lead as directed by Engineer-in-charge. | item no.227 | 30 | sqm | 40.77 |  |  | Excess(+) | 1 | Full Conversion | INR | [40 empty] | #VALUE! | #VALUE! | #VALUE! | 226 | Dismantling aluminium/ Gypsum partitions, doors, windows, fixed glazing and false ceiling including disposal of unserviceable material and stacking of serviceable material with in 50 meters lead as directed by Engineer-in-charge. | item no.227 | 30 | sqm
227 | Disposal of building rubbish / malba / similar unserviceable, dismantled or waste materials by mechanical means, including loading, transporting, unloading to approved municipal dumping ground or as approved by Engineer-in-charge, beyond 50 m initial lead, for all leads including all lifts involved. | item no.228 | 25 | cum | 192.33 |  |  | Excess(+) | 1 | Full Conversion | INR | [40 empty] | #VALUE! | #VALUE! | #VALUE! | 227 | Disposal of building rubbish / malba / similar unserviceable, dismantled or waste materials by mechanical means, including loading, transporting, unloading to approved municipal dumping ground or as approved by Engineer-in-charge, beyond 50 m initial lead, for all leads including all lifts involved. | item no.228 | 25 | cum
228 | ROAD WORK | item no.229 | [52 empty] | 228 | ROAD WORK | item no.229
229 | Fencing with R.C.C. post placed at required distance, embedded in cement concrete blocks, every 15th post, last but one end post and corner post shall be strutted on both sides and end post one side only, provided with horizontal lines and two diagonals of barbed wire weighing 9.38 kg per 100 metres (minimum), between the two posts fitted and fixed with G.I. staples on wooden plugs or G.I. binding wire tied to 6 mm bar nibs fixed while casting the post (cost of R.C.C. posts, struts, earth work and concrete to be paid for separately) :- Payment to be made per metre cost of total length of barbed wire used. | item no.230 | [52 empty] | 229 | Fencing with R.C.C. post placed at required distance, embedded in cement concrete blocks, every 15th post, last but one end post and corner post shall be strutted on both sides and end post one side only, provided with horizontal lines and two diagonals of barbed wire weighing 9.38 kg per 100 metres (minimum), between the two posts fitted and fixed with G.I. staples on wooden plugs or G.I. binding wire tied to 6 mm bar nibs fixed while casting the post (cost of R.C.C. posts, struts, earth work and concrete to be paid for separately) :- Payment to be made per metre cost of total length of barbed wire used. | item no.230
230 | With G.I. barbed wire | item no.231 | 100 | metre | 10.92 |  |  | Excess(+) | 1 | Full Conversion | INR | [40 empty] | #VALUE! | #VALUE! | #VALUE! | 230 | With G.I. barbed wire | item no.231 | 100 | metre
231 | Providing and laying 60mm thick faciory made cement concrete interlocking paver block of M -30 grade made by block making machine with strong vibratory compaction, of approved size, design & shape, laid in required colour and pattern over and including 50mm thick compacted bed of coarse sand, filling the joints with line sand etc. all complete as per the direction of Engineer-in-charge. | item no.232 | 33 | sqm | 833.84 |  |  | Excess(+) | 1 | Full Conversion | INR | [40 empty] | #VALUE! | #VALUE! | #VALUE! | 231 | Providing and laying 60mm thick faciory made cement concrete interlocking paver block of M -30 grade made by block making machine with strong vibratory compaction, of approved size, design & shape, laid in required colour and pattern over and including 50mm thick compacted bed of coarse sand, filling the joints with line sand etc. all complete as per the direction of Engineer-in-charge. | item no.232 | 33 | sqm
232 | SANITARY INSTALLATIONS | item no.233 | [52 empty] | 232 | SANITARY INSTALLATIONS | item no.233
233 | Providing and fixing white vitreous china pedestal type water closet (European type W.C. pan) with seat and lid, 10 litre low level white P.V.C. flushing cistern, including flush pipe, with manually controlled device (handle lever), conforming to IS : 7231, with all fittings and fixtures complete, including cutting and making good the walls and floors wherever required : | item no.234 | [52 empty] | 233 | Providing and fixing white vitreous china pedestal type water closet (European type W.C. pan) with seat and lid, 10 litre low level white P.V.C. flushing cistern, including flush pipe, with manually controlled device (handle lever), conforming to IS : 7231, with all fittings and fixtures complete, including cutting and making good the walls and floors wherever required : | item no.234
234 | W.C. pan with ISI marked black solid plastic seat and lid | item no.235 | 2 | each | 4758.26 |  |  | Excess(+) | 1 | Full Conversion | INR | [40 empty] | #VALUE! | #VALUE! | #VALUE! | 234 | W.C. pan with ISI marked black solid plastic seat and lid | item no.235 | 2 | each
235 | Providing and fixing wash basin with C.I. brackets, 15 mm C.P. brass pillar taps, 32 mm C.P. brass waste of standard pattern, including painting of fittings and brackets, cutting and making good the walls wherever require: | item no.236 | [52 empty] | 235 | Providing and fixing wash basin with C.I. brackets, 15 mm C.P. brass pillar taps, 32 mm C.P. brass waste of standard pattern, including painting of fittings and brackets, cutting and making good the walls wherever require: | item no.236
236 | White Vitreous China Flat back wash basin size 550x 400 mm with single 15 mm C.P. brass pillar tap | item no.237 | 1 | each | 2394.96 |  |  | Excess(+) | 1 | Full Conversion | INR | [40 empty] | #VALUE! | #VALUE! | #VALUE! | 236 | White Vitreous China Flat back wash basin size 550x 400 mm with single 15 mm C.P. brass pillar tap | item no.237 | 1 | each
237 | Providing and fixing 8 mm dia C.P. / S.S. Jet with flexible tube upto 1 metre long with S.S. triangular plate to Eureopean type W.C. of quality and make as approved by Engineer - in - charge. | item no.238 | 2 | each | 262.47 |  |  | Excess(+) | 1 | Full Conversion | INR | [40 empty] | #VALUE! | #VALUE! | #VALUE! | 237 | Providing and fixing 8 mm dia C.P. / S.S. Jet with flexible tube upto 1 metre long with S.S. triangular plate to Eureopean type W.C. of quality and make as approved by Engineer - in - charge. | item no.238 | 2 | each
238 | Providing and fixing CP Brass 32mm size Bottle Trap of approved quality & make and as per the direction of Engineer-in-charge. | item no.239 | 1 | each | 777.07 |  |  | Excess(+) | 1 | Full Conversion | INR | [40 empty] | #VALUE! | #VALUE! | #VALUE! | 238 | Providing and fixing CP Brass 32mm size Bottle Trap of approved quality & make and as per the direction of Engineer-in-charge. | item no.239 | 1 | each
239 | Providing and fixing P.V.C. waste pipe for sink or wash basin including P.V.C. waste fittings complete. | item no.240 | [52 empty] | 239 | Providing and fixing P.V.C. waste pipe for sink or wash basin including P.V.C. waste fittings complete. | item no.240
240 | Flexible pipe | item no.241 | [52 empty] | 240 | Flexible pipe | item no.241
241 | 32 mm dia | item no.242 | 1 | each | 91.49 |  |  | Excess(+) | 1 | Full Conversion | INR | [40 empty] | #VALUE! | #VALUE! | #VALUE! | 241 | 32 mm dia | item no.242 | 1 | each
242 | Providing and fixing 600x450 mm beveled edge mirror of superior glass (of approved quality) complete with 6 mm thick hard board ground fixed to wooden cleats with C.P. brass screws and washers complete. | item no.243 | 1 | each | 1237.31 |  |  | Excess(+) | 1 | Full Conversion | INR | [40 empty] | #VALUE! | #VALUE! | #VALUE! | 242 | Providing and fixing 600x450 mm beveled edge mirror of superior glass (of approved quality) complete with 6 mm thick hard board ground fixed to wooden cleats with C.P. brass screws and washers complete. | item no.243 | 1 | each
243 | Providing and fixing soil, waste and vent pipes : | item no.244 | [52 empty] | 243 | Providing and fixing soil, waste and vent pipes : | item no.244
244 | 100 mm dia | item no.245 | [52 empty] | 244 | 100 mm dia | item no.245
245 | Centrifugally cast (spun) iron socket & spigot (S&S) pipe as per IS: 3989 | item no.246 | 9 | metre | 944.67 |  |  | Excess(+) | 1 | Full Conversion | INR | [40 empty] | #VALUE! | #VALUE! | #VALUE! | 245 | Centrifugally cast (spun) iron socket & spigot (S&S) pipe as per IS: 3989 | item no.246 | 9 | metre
246 | 75 mm diameter : | item no.247 | [52 empty] | 246 | 75 mm diameter : | item no.247
247 | Centrifugally cast (spun) iron socketed pipe as per IS: 3989 | item no.248 | 3 | metre | 913.72 |  |  | Excess(+) | 1 | Full Conversion | INR | [40 empty] | #VALUE! | #VALUE! | #VALUE! | 247 | Centrifugally cast (spun) iron socketed pipe as per IS: 3989 | item no.248 | 3 | metre
248 | Providing and fixing bend of required degree with access door, insertion rubber washer 3 mm thick, bolts and nuts complete. | item no.249 | [52 empty] | 248 | Providing and fixing bend of required degree with access door, insertion rubber washer 3 mm thick, bolts and nuts complete. | item no.249
249 | 100 mm dia | item no.250 | [52 empty] | 249 | 100 mm dia | item no.250
250 | Sand cast iron S&S as per IS - 3989 | item no.251 | 2 | each | 523.98 |  |  | Excess(+) | 1 | Full Conversion | INR | [40 empty] | #VALUE! | #VALUE! | #VALUE! | 250 | Sand cast iron S&S as per IS - 3989 | item no.251 | 2 | each
251 | Providing and fixing plain bend of required degree. | item no.252 | [52 empty] | 251 | Providing and fixing plain bend of required degree. | item no.252
252 | 100 mm dia | item no.253 | [52 empty] | 252 | 100 mm dia | item no.253
253 | Sand cast iron S&S as per IS : 3989 | item no.254 | 4 | each | 385.58 |  |  | Excess(+) | 1 | Full Conversion | INR | [40 empty] | #VALUE! | #VALUE! | #VALUE! | 253 | Sand cast iron S&S as per IS : 3989 | item no.254 | 4 | each
254 | Providing and fixing collar : | item no.255 | [52 empty] | 254 | Providing and fixing collar : | item no.255
255 | 100 mm | item no.256 | [52 empty] | 255 | 100 mm | item no.256
256 | Sand cast iron S&S as per IS - 3989 | item no.257 | 3 | each | 385.58 |  |  | Excess(+) | 1 | Full Conversion | INR | [40 empty] | #VALUE! | #VALUE! | #VALUE! | 256 | Sand cast iron S&S as per IS - 3989 | item no.257 | 3 | each
257 | 75 mm | item no.258 | [52 empty] | 257 | 75 mm | item no.258
258 | Sand cast iron S&S as per IS - 3989 | item no.259 | 2 | each | 238.01 |  |  | Excess(+) | 1 | Full Conversion | INR | [40 empty] | #VALUE! | #VALUE! | #VALUE! | 258 | Sand cast iron S&S as per IS - 3989 | item no.259 | 2 | each
259 | Providing lead caulked joints to sand cast iron/centrifugally cast (spun) iron pipes and fittings of diameter : | item no.260 | [52 empty] | 259 | Providing lead caulked joints to sand cast iron/centrifugally cast (spun) iron pipes and fittings of diameter : | item no.260
260 | 100 mm | item no.261 | 12 | each | 481.94 |  |  | Excess(+) | 1 | Full Conversion | INR | [40 empty] | #VALUE! | #VALUE! | #VALUE! | 260 | 100 mm | item no.261 | 12 | each
261 | 75 mm | item no.262 | 6 | each | 408.94 |  |  | Excess(+) | 1 | Full Conversion | INR | [40 empty] | #VALUE! | #VALUE! | #VALUE! | 261 | 75 mm | item no.262 | 6 | each
262 | Providing and fixing trap of self cleansing design with screwed down or hinged grating with or without vent arm complete, including cost of cutting and making good the walls and floors : | item no.263 | [52 empty] | 262 | Providing and fixing trap of self cleansing design with screwed down or hinged grating with or without vent arm complete, including cost of cutting and making good the walls and floors : | item no.263
263 | 100 mm inlet and 100 mm outlet | item no.264 | [52 empty] | 263 | 100 mm inlet and 100 mm outlet | item no.264
264 | Sand cast iron S&S as per IS: 3989 | item no.265 | 2 | each | 1406.49 |  |  | Excess(+) | 1 | Full Conversion | INR | [40 empty] | #VALUE! | #VALUE! | #VALUE! | 264 | Sand cast iron S&S as per IS: 3989 | item no.265 | 2 | each
265 | 100 mm inlet and 75 mm outlet | item no.266 | [52 empty] | 265 | 100 mm inlet and 75 mm outlet | item no.266
266 | Sand cast iron S&S as per IS - 3989 | item no.267 | 1 | each | 1465.15 |  |  | Excess(+) | 1 | Full Conversion | INR | [40 empty] | #VALUE! | #VALUE! | #VALUE! | 266 | Sand cast iron S&S as per IS - 3989 | item no.267 | 1 | each
267 | WATER SUPPLY | item no.268 | [52 empty] | 267 | WATER SUPPLY | item no.268
268 | Providing and fixing G.I. pipes complete with G.I. fittings and clamps, i/c cutting and making good the walls etc. Internal work - Exposed on wall | item no.269 | [52 empty] | 268 | Providing and fixing G.I. pipes complete with G.I. fittings and clamps, i/c cutting and making good the walls etc. Internal work - Exposed on wall | item no.269
269 | 15 mm dia nominal bore | item no.270 | 20 | metre | 266.68 |  |  | Excess(+) | 1 | Full Conversion | INR | [40 empty] | #VALUE! | #VALUE! | #VALUE! | 269 | 15 mm dia nominal bore | item no.270 | 20 | metre
270 | 20 mm dia nominal bore | item no.271 | 20 | metre | 327.36 |  |  | Excess(+) | 1 | Full Conversion | INR | [40 empty] | #VALUE! | #VALUE! | #VALUE! | 270 | 20 mm dia nominal bore | item no.271 | 20 | metre
271 | Providing and fixing G.I. Pipes complete with G.I. fittings and clamps, i/c making good the walls etc. concealed pipe, including painting with anti corrosive bitumastic paint, cutting chases and making good the wall : | item no.272 | [52 empty] | 271 | Providing and fixing G.I. Pipes complete with G.I. fittings and clamps, i/c making good the walls etc. concealed pipe, including painting with anti corrosive bitumastic paint, cutting chases and making good the wall : | item no.272
272 | 15 mm dia nominal bore | item no.273 | 10 | metre | 425.43 |  |  | Excess(+) | 1 | Full Conversion | INR | [40 empty] | #VALUE! | #VALUE! | #VALUE! | 272 | 15 mm dia nominal bore | item no.273 | 10 | metre
273 | Providing and fixing gun metal gate valve with C.I. wheel of approved quality (screwed end) : | item no.274 | [52 empty] | 273 | Providing and fixing gun metal gate valve with C.I. wheel of approved quality (screwed end) : | item no.274
274 | 20 mm nominal bore | item no.275 | 3 | each | 404.87 |  |  | Excess(+) | 1 | Full Conversion | INR | [40 empty] | #VALUE! | #VALUE! | #VALUE! | 274 | 20 mm nominal bore | item no.275 | 3 | each
275 | Providing and fixing ball valve (brass) of approved quality, High or low pressure, with plastic floats complete : | item no.276 | [52 empty] | 275 | Providing and fixing ball valve (brass) of approved quality, High or low pressure, with plastic floats complete : | item no.276
276 | 20 mm nominal bore | item no.277 | 1 | each | 348.49 |  |  | Excess(+) | 1 | Full Conversion | INR | [40 empty] | #VALUE! | #VALUE! | #VALUE! | 276 | 20 mm nominal bore | item no.277 | 1 | each
277 | Providing and fixing uplasticised PVC connection pipe with brass unions : | item no.278 | [52 empty] | 277 | Providing and fixing uplasticised PVC connection pipe with brass unions : | item no.278
278 | 45 cm length | item no.279 | [52 empty] | 278 | 45 cm length | item no.279
279 | 15 mm nominal bore | item no.280 | 3 | each | 74.7 |  |  | Excess(+) | 1 | Full Conversion | INR | [40 empty] | #VALUE! | #VALUE! | #VALUE! | 279 | 15 mm nominal bore | item no.280 | 3 | each
280 | Constructing masonry Chamber 30x30x50 cm inside, in brick work in cement mortar 1:4 (1 cement :4 coarse sand) for stop cock, with C. I. surface box 100x100 x75 mm (inside) with hinged cover fixed in cement concrete slab 1:2:4 mix (1 cement : 2 coarse sand : 4 graded stone aggregate 20 mm nominal size), i/c necessary excavation, foundation concrete 1:5:10 ( 1 cement : 5 fine sand : 10 graded stone aggregate 40mm nominal size ) and inside plastering with cement mortar 1:3 (1 cement : 3 coarse sand) 12mm thick, finished with a floating coat of neat cement complete as per standard design : | item no.281 | [52 empty] | 280 | Constructing masonry Chamber 30x30x50 cm inside, in brick work in cement mortar 1:4 (1 cement :4 coarse sand) for stop cock, with C. I. surface box 100x100 x75 mm (inside) with hinged cover fixed in cement concrete slab 1:2:4 mix (1 cement : 2 coarse sand : 4 graded stone aggregate 20 mm nominal size), i/c necessary excavation, foundation concrete 1:5:10 ( 1 cement : 5 fine sand : 10 graded stone aggregate 40mm nominal size ) and inside plastering with cement mortar 1:3 (1 cement : 3 coarse sand) 12mm thick, finished with a floating coat of neat cement complete as per standard design : | item no.281
281 | With common burnt clay F.P.S.(non modular) bricks of class designation 7.5 | item no.282 | 2 | each | 1501.23 |  |  | Excess(+) | 1 | Full Conversion | INR | [40 empty] | #VALUE! | #VALUE! | #VALUE! | 281 | With common burnt clay F.P.S.(non modular) bricks of class designation 7.5 | item no.282 | 2 | each
282 | Providing and fixing G.I. Union in G.I. pipe including cutting and threading the pipe and making long screws etc. complete (New work) : | item no.283 | [52 empty] | 282 | Providing and fixing G.I. Union in G.I. pipe including cutting and threading the pipe and making long screws etc. complete (New work) : | item no.283
283 | 15 mm nominal bore | item no.284 | 2 | each | 229.99 |  |  | Excess(+) | 1 | Full Conversion | INR | [40 empty] | #VALUE! | #VALUE! | #VALUE! | 283 | 15 mm nominal bore | item no.284 | 2 | each
284 | 20 mm nominal bore | item no.285 | 2 | each | 253.44 |  |  | Excess(+) | 1 | Full Conversion | INR | [40 empty] | #VALUE! | #VALUE! | #VALUE! | 284 | 20 mm nominal bore | item no.285 | 2 | each
285 | Providing and placing on terrace (at all floor levels) polyethylene water storage tank, IS : 12701 marked, with cover and suitable locking arrangement and making necessary holes for inlet, outlet and overflow pipes but without fittings and the base support for tank. | item no.286 | 750 | per litre | 8.51 |  |  | Excess(+) | 1 | Full Conversion | INR | [40 empty] | #VALUE! | #VALUE! | #VALUE! | 285 | Providing and placing on terrace (at all floor levels) polyethylene water storage tank, IS : 12701 marked, with cover and suitable locking arrangement and making necessary holes for inlet, outlet and overflow pipes but without fittings and the base support for tank. | item no.286 | 750 | per litre
286 | Providing and fixing C.P. brass bib cock of approved quality conforming to IS:8931 : | item no.287 | [52 empty] | 286 | Providing and fixing C.P. brass bib cock of approved quality conforming to IS:8931 : | item no.287
287 | 15 mm nominal bore | item no.288 | 2 | each | 380.71 |  |  | Excess(+) | 1 | Full Conversion | INR | [40 empty] | #VALUE! | #VALUE! | #VALUE! | 287 | 15 mm nominal bore | item no.288 | 2 | each
288 | Providing and fixing C.P. brass angle valve for basin mixer and geyser points of approved quality conforming to IS:8931 | item no.289 | [52 empty] | 288 | Providing and fixing C.P. brass angle valve for basin mixer and geyser points of approved quality conforming to IS:8931 | item no.289
289 | 15mm nominal bore | item no.290 | 5 | each | 438.71 |  |  | Excess(+) | 1 | Full Conversion | INR | [40 empty] | #VALUE! | #VALUE! | #VALUE! | 289 | 15mm nominal bore | item no.290 | 5 | each
290 | Providing and fixing C.P. Brass extension nipple (size 15mmx50mm) of approved make and quality as per direction of Engineer-in-charge. | item no.291 | 5 | each | 54.1 |  |  | Excess(+) | 1 | Full Conversion | INR | [40 empty] | #VALUE! | #VALUE! | #VALUE! | 290 | Providing and fixing C.P. Brass extension nipple (size 15mmx50mm) of approved make and quality as per direction of Engineer-in-charge. | item no.291 | 5 | each
291 | Cutting holes up to 30x30 cm in walls including making good the same: | item no.292 | [52 empty] | 291 | Cutting holes up to 30x30 cm in walls including making good the same: | item no.292
292 | With common burnt clay F.P.S. (non modular) bricks | item no.293 | 8 | each | 317.76 |  |  | Excess(+) | 1 | Full Conversion | INR | [40 empty] | #VALUE! | #VALUE! | #VALUE! | 292 | With common burnt clay F.P.S. (non modular) bricks | item no.293 | 8 | each
293 | Making chases up to 7.5x7.5 cm in walls including making good and finishing with matching surface after housing G.I. pipe etc. | item no.294 | 24.5 | metre | 150.64 |  |  | Excess(+) | 1 | Full Conversion | INR | [40 empty] | #VALUE! | #VALUE! | #VALUE! | 293 | Making chases up to 7.5x7.5 cm in walls including making good and finishing with matching surface after housing G.I. pipe etc. | item no.294 | 24.5 | metre
294 | DRAINAGE | item no.295 | [52 empty] | 294 | DRAINAGE | item no.295
295 | Providing, laying and jointing glazed stoneware pipes class SP-1 with stiff mixture of cement mortar in the proportion of 1:1 (1 cement : 1 fine sand) including testing of joints etc. complete : | item no.296 | [52 empty] | 295 | Providing, laying and jointing glazed stoneware pipes class SP-1 with stiff mixture of cement mortar in the proportion of 1:1 (1 cement : 1 fine sand) including testing of joints etc. complete : | item no.296
296 | 100 mm diameter | item no.297 | 10 | metre | 329.46 |  |  | Excess(+) | 1 | Full Conversion | INR | [40 empty] | #VALUE! | #VALUE! | #VALUE! | 296 | 100 mm diameter | item no.297 | 10 | metre
297 | Providing and laying cement concrete 1:5:10 (1 cement : 5 coarse sand : 10 graded stone aggregate 40 mm nominal size) all-round S.W. pipes including bed concrete as per standard design : | item no.298 | [52 empty] | 297 | Providing and laying cement concrete 1:5:10 (1 cement : 5 coarse sand : 10 graded stone aggregate 40 mm nominal size) all-round S.W. pipes including bed concrete as per standard design : | item no.298
298 | 100 mm diameter S.W. pipe | item no.299 | 14 | metre | 785.18 |  |  | Excess(+) | 1 | Full Conversion | INR | [40 empty] | #VALUE! | #VALUE! | #VALUE! | 298 | 100 mm diameter S.W. pipe | item no.299 | 14 | metre
299 | Providing and fixing square-mouth S.W. gully trap class SP-1 complete with C.I. grating brick masonry chamber with water tight C.I. cover with frame of 300 x300 mm size (inside) the weight of cover to be not less than 4.50 kg and frame to be not less than 2.70 kg as per standard design: | item no.300 | [52 empty] | 299 | Providing and fixing square-mouth S.W. gully trap class SP-1 complete with C.I. grating brick masonry chamber with water tight C.I. cover with frame of 300 x300 mm size (inside) the weight of cover to be not less than 4.50 kg and frame to be not less than 2.70 kg as per standard design: | item no.300
300 | 100x100 mm size P type | item no.301 | [52 empty] | 300 | 100x100 mm size P type | item no.301
301 | With common burnt clay F.P.S. (non modular) bricks of class designation 7.5 | item no.302 | 2 | each | 2151.29 |  |  | Excess(+) | 1 | Full Conversion | INR | [40 empty] | #VALUE! | #VALUE! | #VALUE! | 301 | With common burnt clay F.P.S. (non modular) bricks of class designation 7.5 | item no.302 | 2 | each
302 | Constructing brick masonry manhole in cement mortar 1:4 ( 1 cement : 4 coarse sand ) with R.C.C. top slab with 1:1.5:3 mix (1 cement : 1.5 coarse sand (zone-III) : 3 graded stone aggregate 20 mm nominal size), foundation concrete 1:4:8 mix (1 cement : 4 coarse sand (zone-III) : 8 graded stone aggregate 40 mm nominal size), inside plastering 12 mm thick with cement mortar 1:3 (1 cement : 3 coarse sand) finished with floating coat of neat cement and making channels in cement concrete 1:2:4 (1 cement : 2 coarse sand : 4 graded stone aggregate 20 mm nominal size) finished with a floating coat of neat cement complete as per standard design : | item no.303 | [52 empty] | 302 | Constructing brick masonry manhole in cement mortar 1:4 ( 1 cement : 4 coarse sand ) with R.C.C. top slab with 1:1.5:3 mix (1 cement : 1.5 coarse sand (zone-III) : 3 graded stone aggregate 20 mm nominal size), foundation concrete 1:4:8 mix (1 cement : 4 coarse sand (zone-III) : 8 graded stone aggregate 40 mm nominal size), inside plastering 12 mm thick with cement mortar 1:3 (1 cement : 3 coarse sand) finished with floating coat of neat cement and making channels in cement concrete 1:2:4 (1 cement : 2 coarse sand : 4 graded stone aggregate 20 mm nominal size) finished with a floating coat of neat cement complete as per standard design : | item no.303
303 | Inside size 90x80 cm and 45 cm deep including C.I. cover with frame (light duty) 455x610 mm internal dimensions, total weight of cover and frame to be not less than 38 kg (weight of cover 23 kg and weight of frame 15 kg) : | item no.304 | [52 empty] | 303 | Inside size 90x80 cm and 45 cm deep including C.I. cover with frame (light duty) 455x610 mm internal dimensions, total weight of cover and frame to be not less than 38 kg (weight of cover 23 kg and weight of frame 15 kg) : | item no.304
304 | With common burnt clay F.P.S. (non modular) bricks of class designation 7.5 | item no.305 | 1 | each | 10247.35 |  |  | Excess(+) | 1 | Full Conversion | INR | [40 empty] | #VALUE! | #VALUE! | #VALUE! | 304 | With common burnt clay F.P.S. (non modular) bricks of class designation 7.5 | item no.305 | 1 | each
305 | Making connection of drain or sewer line with existing manhole including breaking into and making good the walls, floors with cement concrete 1:2:4 mix (1 cement : 2 coarse sand : 4 graded stone aggregate 20 mm nominal size) cement plastered on both sides with cement mortar 1:3 (1 cement : 3 coarse sand), finished with a floating coat of neat cement and making necessary channels for the drain etc. complete : | item no.306 | [52 empty] | 305 | Making connection of drain or sewer line with existing manhole including breaking into and making good the walls, floors with cement concrete 1:2:4 mix (1 cement : 2 coarse sand : 4 graded stone aggregate 20 mm nominal size) cement plastered on both sides with cement mortar 1:3 (1 cement : 3 coarse sand), finished with a floating coat of neat cement and making necessary channels for the drain etc. complete : | item no.306
306 | For pipes 100 to 250 mm diameter | item no.307 | 2 | each | 599.47 |  |  | Excess(+) | 1 | Full Conversion | INR | [40 empty] | #VALUE! | #VALUE! | #VALUE! | 306 | For pipes 100 to 250 mm diameter | item no.307 | 2 | each
307 | ALUMINIUM WORK | item no.308 | [52 empty] | 307 | ALUMINIUM WORK | item no.308
308 | Providing and fixing aluminium work for doors, windows, ventilators and partitions with extruded built up standard tubular sections/ appropriate Z sections and other sections of approved make conforming to IS: 733 and IS: 1285, fixing with dash fasteners of required dia and size, including necessary filling up the gaps at junctions, i.e. at top, bottom and sides with required EPDM rubber/ neoprene gasket etc. Aluminium sections shall be smooth, rust free, straight, mitred and jointed mechanically wherever required including cleat angle, Aluminium snap beading for glazing / paneling, C.P. brass / stainless steel screws, all complete as per architectural drawings and the directions of Engineer-in-charge. (Glazing, paneling and dash fasteners to be paid for separately) : | item no.309 | [52 empty] | 308 | Providing and fixing aluminium work for doors, windows, ventilators and partitions with extruded built up standard tubular sections/ appropriate Z sections and other sections of approved make conforming to IS: 733 and IS: 1285, fixing with dash fasteners of required dia and size, including necessary filling up the gaps at junctions, i.e. at top, bottom and sides with required EPDM rubber/ neoprene gasket etc. Aluminium sections shall be smooth, rust free, straight, mitred and jointed mechanically wherever required including cleat angle, Aluminium snap beading for glazing / paneling, C.P. brass / stainless steel screws, all complete as per architectural drawings and the directions of Engineer-in-charge. (Glazing, paneling and dash fasteners to be paid for separately) : | item no.309
309 | For fixed portion | item no.310 | [52 empty] | 309 | For fixed portion | item no.310
310 | Anodised aluminium (anodised transparent or dyed to required shade according to IS: 1868, Minimum anodic coating of grade AC 15) | item no.311 | 215 | kg | 380.49 |  |  | Excess(+) | 1 | Full Conversion | INR | [40 empty] | #VALUE! | #VALUE! | #VALUE! | 310 | Anodised aluminium (anodised transparent or dyed to required shade according to IS: 1868, Minimum anodic coating of grade AC 15) | item no.311 | 215 | kg
311 | Powder coated aluminium (minimum thickness of powder coating 50 micron) | item no.312 | 20 | kg | 408.86 |  |  | Excess(+) | 1 | Full Conversion | INR | [40 empty] | #VALUE! | #VALUE! | #VALUE! | 311 | Powder coated aluminium (minimum thickness of powder coating 50 micron) | item no.312 | 20 | kg
312 | For shutters of doors, windows & ventilators including providing and fixing hinges/ pivots and making provision for fixing of fittings wherever required including the cost of EPDM rubber / neoprene gasket required (Fittings shall be paid for separately) | item no.313 | [52 empty] | 312 | For shutters of doors, windows & ventilators including providing and fixing hinges/ pivots and making provision for fixing of fittings wherever required including the cost of EPDM rubber / neoprene gasket required (Fittings shall be paid for separately) | item no.313
313 | Anodised aluminium (anodised transparent or dyed to required shade according to IS: 1868, Minimum anodic coating of grade AC 15) | item no.314 | 90 | kg | 466.29 |  |  | Excess(+) | 1 | Full Conversion | INR | [40 empty] | #VALUE! | #VALUE! | #VALUE! | 313 | Anodised aluminium (anodised transparent or dyed to required shade according to IS: 1868, Minimum anodic coating of grade AC 15) | item no.314 | 90 | kg
314 | Powder coated aluminium (minimum thickness of powder coating 50 micron) | item no.315 | 370 | kg | 495.22 |  |  | Excess(+) | 1 | Full Conversion | INR | [40 empty] | #VALUE! | #VALUE! | #VALUE! | 314 | Powder coated aluminium (minimum thickness of powder coating 50 micron) | item no.315 | 370 | kg
315 | Providing and fixing 12 mm thick prelaminated particle board flat pressed three layer or graded wood particle board conforming to IS: 12823 Grade l Type ll, in panelling fixed in aluminum doors, windows shutters and partition frames with C.P. brass / stainless steel screws etc. complete as per architectural drawings and directions of engineer- in-charge. | item no.316 | [52 empty] | 315 | Providing and fixing 12 mm thick prelaminated particle board flat pressed three layer or graded wood particle board conforming to IS: 12823 Grade l Type ll, in panelling fixed in aluminum doors, windows shutters and partition frames with C.P. brass / stainless steel screws etc. complete as per architectural drawings and directions of engineer- in-charge. | item no.316
316 | Pre-laminated particle board with decorative lamination on one side and balancing lamination on other side | item no.317 | 3 | sqm | 846.21 |  |  | Excess(+) | 1 | Full Conversion | INR | [40 empty] | #VALUE! | #VALUE! | #VALUE! | 316 | Pre-laminated particle board with decorative lamination on one side and balancing lamination on other side | item no.317 | 3 | sqm
317 | Providing and fixing glazing in aluminium door, window, ventilator shutters and partitions etc. with EPDM rubber / neoprene gasket etc. complete as per the architectural drawings and the directions of engineer-in-charge . (Cost of aluminium snap beading shall be paid in basic item): | item no.318 | [52 empty] | 317 | Providing and fixing glazing in aluminium door, window, ventilator shutters and partitions etc. with EPDM rubber / neoprene gasket etc. complete as per the architectural drawings and the directions of engineer-in-charge . (Cost of aluminium snap beading shall be paid in basic item): | item no.318
318 | With float glass panes of 4.0 mm thickness (weight not less than 10kg/sqm) | item no.319 | 4.7 | sqm | 894.17 |  |  | Excess(+) | 1 | Full Conversion | INR | [40 empty] | #VALUE! | #VALUE! | #VALUE! | 318 | With float glass panes of 4.0 mm thickness (weight not less than 10kg/sqm) | item no.319 | 4.7 | sqm
319 | With float glass panes of 5 mm thickness (weight not less than 12.50 kg/sqm) | item no.320 | 12.5 | sqm | 1162.25 |  |  | Excess(+) | 1 | Full Conversion | INR | [40 empty] | #VALUE! | #VALUE! | #VALUE! | 319 | With float glass panes of 5 mm thickness (weight not less than 12.50 kg/sqm) | item no.320 | 12.5 | sqm
320 | Filling the gap in between aluminium frame & adjacent RCC/ Brick/ Stone work by providing weather silicon sealant over backer rod of approved quality as per architectural drawings and direction of Engineer-in-charge complete. | item no.321 | [52 empty] | 320 | Filling the gap in between aluminium frame & adjacent RCC/ Brick/ Stone work by providing weather silicon sealant over backer rod of approved quality as per architectural drawings and direction of Engineer-in-charge complete. | item no.321
321 | Upto 5mm depth and 5 mm width | item no.322 | 113 | metre | 74.75 |  |  | Excess(+) | 1 | Full Conversion | INR | [40 empty] | #VALUE! | #VALUE! | #VALUE! | 321 | Upto 5mm depth and 5 mm width | item no.322 | 113 | metre
322 | Providing and fixing double glazed hermetically sealed glazing in aluminium windows, ventilators and partition etc. with 6 mm thick clear float glass both side, having 12 mm air gap, including providing EPDM gasket, perforated aluminium spacers, desiccants, sealant (Both primary and secondary sealant) etc. as per specifications, drawings and direction of Engineer-in-charge complete. | item no.323 | 18 | sqm | 3518.94 |  |  | Excess(+) | 1 | Full Conversion | INR | [40 empty] | #VALUE! | #VALUE! | #VALUE! | 322 | Providing and fixing double glazed hermetically sealed glazing in aluminium windows, ventilators and partition etc. with 6 mm thick clear float glass both side, having 12 mm air gap, including providing EPDM gasket, perforated aluminium spacers, desiccants, sealant (Both primary and secondary sealant) etc. as per specifications, drawings and direction of Engineer-in-charge complete. | item no.323 | 18 | sqm
323 | Providing and fixing aluminium tubular handle bar 32 mm outer dia, 3.0 mm thick & 2100 mm long with SS screws etc .complete as per direction of Engineer-in-Charge. | item no.324 | [52 empty] | 323 | Providing and fixing aluminium tubular handle bar 32 mm outer dia, 3.0 mm thick & 2100 mm long with SS screws etc .complete as per direction of Engineer-in-Charge. | item no.324
324 | Powder coated minimum thickness 50 micron aluminium tubular handle bar | item no.325 | 14 | each | 494.08 |  |  | Excess(+) | 1 | Full Conversion | INR | [40 empty] | #VALUE! | #VALUE! | #VALUE! | 324 | Powder coated minimum thickness 50 micron aluminium tubular handle bar | item no.325 | 14 | each
325 | Providing and fixing Brass 100mm mortice latch and lock with 6 levers without pair of handles (best make of approved quality) for aluminium doors including necessary cutting and making good etc. complete. | item no.326 | 6 | each | 394.17 |  |  | Excess(+) | 1 | Full Conversion | INR | [40 empty] | #VALUE! | #VALUE! | #VALUE! | 325 | Providing and fixing Brass 100mm mortice latch and lock with 6 levers without pair of handles (best make of approved quality) for aluminium doors including necessary cutting and making good etc. complete. | item no.326 | 6 | each
326 | Providing and fixing aluminium casement windows fastener of required length for aluminium windows with necessary screws etc. complete. | item no.327 | [52 empty] | 326 | Providing and fixing aluminium casement windows fastener of required length for aluminium windows with necessary screws etc. complete. | item no.327
327 | Powder coated minimum thickness 50 micron aluminium | item no.328 | 20 | each | 69.93 |  |  | Excess(+) | 1 | Full Conversion | INR | [40 empty] | #VALUE! | #VALUE! | #VALUE! | 327 | Powder coated minimum thickness 50 micron aluminium | item no.328 | 20 | each
328 | Providing and fixing aluminium round shape handle of outer dia 100 mm with SS screws etc. complete as per direction of Engineer-in- charge | item no.329 | [52 empty] | 328 | Providing and fixing aluminium round shape handle of outer dia 100 mm with SS screws etc. complete as per direction of Engineer-in- charge | item no.329
329 | Powder coated minimum thickness 50 micron aluminium | item no.330 | 2 | each | 78.56 |  |  | Excess(+) | 1 | Full Conversion | INR | [40 empty] | #VALUE! | #VALUE! | #VALUE! | 329 | Powder coated minimum thickness 50 micron aluminium | item no.330 | 2 | each
330 | WATER PROOFING | item no.331 | [52 empty] | 330 | WATER PROOFING | item no.331
331 | Providing and laying integral cement based water proofing treatment including preparation of surface as required for treatment of roofs, balconies, terraces etc consisting of following operations: (a) Applying a slurry coat of neat cement using 2.75 kg/sqm of cement admixed with water proofing compound conforming to IS. 2645 and approved by Engineer-in-charge over the RCC slab including adjoining walls upto 300 mm height including cleaning the surface before treatment. (b) Laying brick bats with mortar using broken bricks/brick bats 25 mm to 115 mm size with 50% of cement mortar 1:5 (1 cement : 5 coarse sand) admixed with water proofing compound conforming to IS : 2645 and approved by Engineer- in-charge over 20 mm thick layer of cement mortar of mix 1:5 (1 cement :5 coarse sand ) admixed with water proofing compound conforming to IS : 2645 and approved by Engineer- in-charge to required slope and treating similarly the adjoining walls upto 300 mm height including rounding of junctions of walls and slabs. (c) After two days of proper curing applying a second coat of cement slurry using 2.75 kg/ sqm of cement admixed with water proofing compound conforming to IS : 2645 and approved by Engineer-in-charge. (d) Finishing the surface with 20 mm thick jointless cement mortar of mix 1:4 (1 cement :4 coarse sand) admixed with water proofing compound conforming to IS : 2645 and approved by Engineer-in-charge including laying glass fibre cloth of approved quality in top layer of plaster and finally finishing the surface with trowel with neat cement slurry and making pattern of 300x300 mm square 3 mm deep. (e) The whole terrace so finished shall be flooded with water for a minimum period of two weeks for curing and for final test. “All above operations to be done in order and as directed and specified by the Engineer-in-Charge : | item no.332 | [52 empty] | 331 | Providing and laying integral cement based water proofing treatment including preparation of surface as required for treatment of roofs, balconies, terraces etc consisting of following operations: (a) Applying a slurry coat of neat cement using 2.75 kg/sqm of cement admixed with water proofing compound conforming to IS. 2645 and approved by Engineer-in-charge over the RCC slab including adjoining walls upto 300 mm height including cleaning the surface before treatment. (b) Laying brick bats with mortar using broken bricks/brick bats 25 mm to 115 mm size with 50% of cement mortar 1:5 (1 cement : 5 coarse sand) admixed with water proofing compound conforming to IS : 2645 and approved by Engineer- in-charge over 20 mm thick layer of cement mortar of mix 1:5 (1 cement :5 coarse sand ) admixed with water proofing compound conforming to IS : 2645 and approved by Engineer- in-charge to required slope and treating similarly the adjoining walls upto 300 mm height including rounding of junctions of walls and slabs. (c) After two days of proper curing applying a second coat of cement slurry using 2.75 kg/ sqm of cement admixed with water proofing compound conforming to IS : 2645 and approved by Engineer-in-charge. (d) Finishing the surface with 20 mm thick jointless cement mortar of mix 1:4 (1 cement :4 coarse sand) admixed with water proofing compound conforming to IS : 2645 and approved by Engineer-in-charge including laying glass fibre cloth of approved quality in top layer of plaster and finally finishing the surface with trowel with neat cement slurry and making pattern of 300x300 mm square 3 mm deep. (e) The whole terrace so finished shall be flooded with water for a minimum period of two weeks for curing and for final test. “All above operations to be done in order and as directed and specified by the Engineer-in-Charge : | item no.332
332 | With average thickness of 120 mm and minimum thickness at khurra as 65 mm. | item no.333 | 8 | sqm | 1335.34 |  |  | Excess(+) | 1 | Full Conversion | INR | [40 empty] | #VALUE! | #VALUE! | #VALUE! | 332 | With average thickness of 120 mm and minimum thickness at khurra as 65 mm. | item no.333 | 8 | sqm
333 | Providing and applying fibre reinforced elastomeric liquid water proofing membrane with resilient acrylic polymers having Sun Reflectivity Index (SRI) of 105 on top of concrete roof in three coats @10.76 litre/ 10 sqm. One coat of self-priming of elastomeric waterproofing liquid (dilution with water in the ratio of 3:1) and two coats of undiluted elastomeric waterproofing liquid (dry film thickness of complete application/system not less than 500 microns). The operation shall be carried out after scrapping and properly cleaning the surface to remove loose particles with wire brushes, complete in all respect as per the direction of Engineer-in-Charge. | item no.334 | 360 | sqm | 415.74 |  |  | Excess(+) | 1 | Full Conversion | INR | [40 empty] | #VALUE! | #VALUE! | #VALUE! | 333 | Providing and applying fibre reinforced elastomeric liquid water proofing membrane with resilient acrylic polymers having Sun Reflectivity Index (SRI) of 105 on top of concrete roof in three coats @10.76 litre/ 10 sqm. One coat of self-priming of elastomeric waterproofing liquid (dilution with water in the ratio of 3:1) and two coats of undiluted elastomeric waterproofing liquid (dry film thickness of complete application/system not less than 500 microns). The operation shall be carried out after scrapping and properly cleaning the surface to remove loose particles with wire brushes, complete in all respect as per the direction of Engineer-in-Charge. | item no.334 | 360 | sqm
334 | NEW TECHNOLOGIES AND MATERIALS | item no.335 | [52 empty] | 334 | NEW TECHNOLOGIES AND MATERIALS | item no.335
335 | Providing, mixing and applying bonding coat of approved adhesive on chipped portion of RCC as per specifications and direction of Engineer-In-charge complete in all respect. | item no.336 | [52 empty] | 335 | Providing, mixing and applying bonding coat of approved adhesive on chipped portion of RCC as per specifications and direction of Engineer-In-charge complete in all respect. | item no.336
336 | Epoxy bonding adhesive having coverage 2.20 sqm/kg of approved make | item no.337 | 6 | sqm | 342.35 |  |  | Excess(+) | 1 | Full Conversion | INR | [40 empty] | #VALUE! | #VALUE! | #VALUE! | 336 | Epoxy bonding adhesive having coverage 2.20 sqm/kg of approved make | item no.337 | 6 | sqm
337 | Providing and fixing hard drawn steel wire fabric of size 75 x25 mm mesh or other suitable size wire mesh to be fixed & firmly anchored to the concrete surface by means of "L" shaped mild steel shear key welded with existing reinforcement including the cost of materials, labour, tool & plants as approved by Engineer-in-charge. | item no.338 | 14 | sqm | 719.68 |  |  | Excess(+) | 1 | Full Conversion | INR | [40 empty] | #VALUE! | #VALUE! | #VALUE! | 337 | Providing and fixing hard drawn steel wire fabric of size 75 x25 mm mesh or other suitable size wire mesh to be fixed & firmly anchored to the concrete surface by means of "L" shaped mild steel shear key welded with existing reinforcement including the cost of materials, labour, tool & plants as approved by Engineer-in-charge. | item no.338 | 14 | sqm
338 | MINOR CIVIL MAINTENANCE WORK: | item no.339 | [52 empty] | 338 | MINOR CIVIL MAINTENANCE WORK: | item no.339
339 | "Providing and laying in position cement concrete of specified grade excluding the cost of centering and shuttering - All work up to plinth level : 1:5:10 (1 cement : 5 coarse sand (zone-III) derived from natural sources: 10 graded brick aggregate 40 mm nominal size derived from natural sources) | item no.340 | 13.85 | Cum | 4985.93 |  |  | Excess(+) | 1 | Full Conversion | INR | [40 empty] | #VALUE! | #VALUE! | #VALUE! | 339 | "Providing and laying in position cement concrete of specified grade excluding the cost of centering and shuttering - All work up to plinth level : 1:5:10 (1 cement : 5 coarse sand (zone-III) derived from natural sources: 10 graded brick aggregate 40 mm nominal size derived from natural sources) | item no.340 | 13.85 | Cum
340 | "Providing and fixing C.P. grating with or without hole for waste pipe for floor/ nahani trap 100 mm dia. weight not less than 100 grams. | item no.341 | 6 | Each | 51.62 |  |  | Excess(+) | 1 | Full Conversion | INR | [40 empty] | #VALUE! | #VALUE! | #VALUE! | 340 | "Providing and fixing C.P. grating with or without hole for waste pipe for floor/ nahani trap 100 mm dia. weight not less than 100 grams. | item no.341 | 6 | Each
341 | "Providing and fixing C.P flange for C.P bib cock/C.P angle stop cock. | item no.342 | 5 | Each | 29.33 |  |  | Excess(+) | 1 | Full Conversion | INR | [40 empty] | #VALUE! | #VALUE! | #VALUE! | 341 | "Providing and fixing C.P flange for C.P bib cock/C.P angle stop cock. | item no.342 | 5 | Each
342 | Providing and fixing ISI marked flush door shutter non decorative type, core of block board construction with frame of first class hard wood and well matched commercial 3 ply veneering with vertical grains or cross bands and face veneers on both faces of shutters. 35 mm thick including ISI marked M.S butt hinges with necessary screw complete. | item no.343 | 2 | Sqm | 1954.84 |  |  | Excess(+) | 1 | Full Conversion | INR | [40 empty] | #VALUE! | #VALUE! | #VALUE! | 342 | Providing and fixing ISI marked flush door shutter non decorative type, core of block board construction with frame of first class hard wood and well matched commercial 3 ply veneering with vertical grains or cross bands and face veneers on both faces of shutters. 35 mm thick including ISI marked M.S butt hinges with necessary screw complete. | item no.343 | 2 | Sqm
343 | S & F of Nitrile pipe section 9 mm thickness with SR 900 Adhesive and joints cover with Nitrile ECO Tapes, of pipe size (C) 09X48 mm for 40 mm GI pipe . | item no.345 | 8.84 | Meter | 160.29 |  |  | Excess(+) | 1 | Full Conversion | INR | [40 empty] | #VALUE! | #VALUE! | #VALUE! | 343 | S & F of Nitrile pipe section 9 mm thickness with SR 900 Adhesive and joints cover with Nitrile ECO Tapes, of pipe size (C) 09X48 mm for 40 mm GI pipe . | item no.345 | 8.84 | Meter
344 | S & F of Nitrile pipe section 9 mm thickness with SR 900 Adhesive and jonits cover with Nitrile ECO Tapes of pipe size (D) 09X48 mm for 50 mm GI pipe | item no.346 | 741.96 | Meter | 306.64 |  |  | Excess(+) | 1 | Full Conversion | INR | [40 empty] | #VALUE! | #VALUE! | #VALUE! | 344 | S & F of Nitrile pipe section 9 mm thickness with SR 900 Adhesive and jonits cover with Nitrile ECO Tapes of pipe size (D) 09X48 mm for 50 mm GI pipe | item no.346 | 741.96 | Meter
345 | S & F of two coat of Parmount Thermal protecting layer over Nitrile pipe glass cloth for section with pipe Sizes. (C) 09X48 mm for 40 mm GI pipe | item no.347 | 8.84 | Meter | 162.61 |  |  | Excess(+) | 1 | Full Conversion | INR | [40 empty] | #VALUE! | #VALUE! | #VALUE! | 345 | S & F of two coat of Parmount Thermal protecting layer over Nitrile pipe glass cloth for section with pipe Sizes. (C) 09X48 mm for 40 mm GI pipe | item no.347 | 8.84 | Meter
346 | S & F of two coat of Parmount Thermal protecting layer over Nitrile pipe glass cloth for section with pipe Sizes. (D) 09X60 mm for 50 mm GI pipe | item no.348 | 741.96 | Meter | 185.84 |  |  | Excess(+) | 1 | Full Conversion | INR | [40 empty] | #VALUE! | #VALUE! | #VALUE! | 346 | S & F of two coat of Parmount Thermal protecting layer over Nitrile pipe glass cloth for section with pipe Sizes. (D) 09X60 mm for 50 mm GI pipe | item no.348 | 741.96 | Meter
Total in Figures | [51 empty] | #VALUE! | #VALUE! | #VALUE!
Quoted Rate in Figures |  |  |  | Select | [47 empty] | 0 | 0 | #VALUE!
Quoted Rate in Words |  | #VALUE!
Note on K15: gepadmin: 1. If you choose "Full Conversion" then Column BA (AMOUNT) and Column BB (TAXES) BOTH values will be convert based on selected Currency in (Column L). 2. If you choose "Partial Conversion" then Column BA (AMOUNT) only will be converted based on selected currency (Column L) and Column BB (TAXES) value (INR) will be added to the converted values.
Note on K17: gepadmin: 1. If you choose "Full Conversion" then Column BA (AMOUNT) and Column BB (TAXES) BOTH values will be convert based on selected Currency in (Column L). 2. If you choose "Partial Conversion" then Column BA (AMOUNT) only will be converted based on selected currency (Column L) and Column BB (TAXES) value (INR) will be added to the converted values.
Note on K154: gepadmin: 1. If you choose "Full Conversion" then Column BA (AMOUNT) and Column BB (TAXES) BOTH values will be convert based on selected Currency in (Column L). 2. If you choose "Partial Conversion" then Column BA (AMOUNT) only will be converted based on selected currency (Column L) and Column BB (TAXES) value (INR) will be added to the converted values.
Note on K221: gepadmin: 1. If you choose "Full Conversion" then Column BA (AMOUNT) and Column BB (TAXES) BOTH values will be convert based on selected Currency in (Column L). 2. If you choose "Partial Conversion" then Column BA (AMOUNT) only will be converted based on selected currency (Column L) and Column BB (TAXES) value (INR) will be added to the converted values.
Note on K222: gepadmin: 1. If you choose "Full Conversion" then Column BA (AMOUNT) and Column BB (TAXES) BOTH values will be convert based on selected Currency in (Column L). 2. If you choose "Partial Conversion" then Column BA (AMOUNT) only will be converted based on selected currency (Column L) and Column BB (TAXES) value (INR) will be added to the converted values.
Note on K226: gepadmin: 1. If you choose "Full Conversion" then Column BA (AMOUNT) and Column BB (TAXES) BOTH values will be convert based on selected Currency in (Column L). 2. If you choose "Partial Conversion" then Column BA (AMOUNT) only will be converted based on selected currency (Column L) and Column BB (TAXES) value (INR) will be added to the converted values.
Note on K288: gepadmin: 1. If you choose "Full Conversion" then Column BA (AMOUNT) and Column BB (TAXES) BOTH values will be convert based on selected Currency in (Column L). 2. If you choose "Partial Conversion" then Column BA (AMOUNT) only will be converted based on selected currency (Column L) and Column BB (TAXES) value (INR) will be added to the converted values.
Note on K291: gepadmin: 1. If you choose "Full Conversion" then Column BA (AMOUNT) and Column BB (TAXES) BOTH values will be convert based on selected Currency in (Column L). 2. If you choose "Partial Conversion" then Column BA (AMOUNT) only will be converted based on selected currency (Column L) and Column BB (TAXES) value (INR) will be added to the converted values.
Note on K295: gepadmin: 1. If you choose "Full Conversion" then Column BA (AMOUNT) and Column BB (TAXES) BOTH values will be convert based on selected Currency in (Column L). 2. If you choose "Partial Conversion" then Column BA (AMOUNT) only will be converted based on selected currency (Column L) and Column BB (TAXES) value (INR) will be added to the converted values.
Note on K297: gepadmin: 1. If you choose "Full Conversion" then Column BA (AMOUNT) and Column BB (TAXES) BOTH values will be convert based on selected Currency in (Column L). 2. If you choose "Partial Conversion" then Column BA (AMOUNT) only will be converted based on selected currency (Column L) and Column BB (TAXES) value (INR) will be added to the converted values.
Note on K299: gepadmin: 1. If you choose "Full Conversion" then Column BA (AMOUNT) and Column BB (TAXES) BOTH values will be convert based on selected Currency in (Column L). 2. If you choose "Partial Conversion" then Column BA (AMOUNT) only will be converted based on selected currency (Column L) and Column BB (TAXES) value (INR) will be added to the converted values.
Note on K302: gepadmin: 1. If you choose "Full Conversion" then Column BA (AMOUNT) and Column BB (TAXES) BOTH values will be convert based on selected Currency in (Column L). 2. If you choose "Partial Conversion" then Column BA (AMOUNT) only will be converted based on selected currency (Column L) and Column BB (TAXES) value (INR) will be added to the converted values.
Note on K304: gepadmin: 1. If you choose "Full Conversion" then Column BA (AMOUNT) and Column BB (TAXES) BOTH values will be convert based on selected Currency in (Column L). 2. If you choose "Partial Conversion" then Column BA (AMOUNT) only will be converted based on selected currency (Column L) and Column BB (TAXES) value (INR) will be added to the converted values.
Note on K305: gepadmin: 1. If you choose "Full Conversion" then Column BA (AMOUNT) and Column BB (TAXES) BOTH values will be convert based on selected Currency in (Column L). 2. If you choose "Partial Conversion" then Column BA (AMOUNT) only will be converted based on selected currency (Column L) and Column BB (TAXES) value (INR) will be added to the converted values.
Note on K308: gepadmin: 1. If you choose "Full Conversion" then Column BA (AMOUNT) and Column BB (TAXES) BOTH values will be convert based on selected Currency in (Column L). 2. If you choose "Partial Conversion" then Column BA (AMOUNT) only will be converted based on selected currency (Column L) and Column BB (TAXES) value (INR) will be added to the converted values.
Note on K322: gepadmin: 1. If you choose "Full Conversion" then Column BA (AMOUNT) and Column BB (TAXES) BOTH values will be convert based on selected Currency in (Column L). 2. If you choose "Partial Conversion" then Column BA (AMOUNT) only will be converted based on selected currency (Column L) and Column BB (TAXES) value (INR) will be added to the converted values.
Note on K326: gepadmin: 1. If you choose "Full Conversion" then Column BA (AMOUNT) and Column BB (TAXES) BOTH values will be convert based on selected Currency in (Column L). 2. If you choose "Partial Conversion" then Column BA (AMOUNT) only will be converted based on selected currency (Column L) and Column BB (TAXES) value (INR) will be added to the converted values.
Note on K328: gepadmin: 1. If you choose "Full Conversion" then Column BA (AMOUNT) and Column BB (TAXES) BOTH values will be convert based on selected Currency in (Column L). 2. If you choose "Partial Conversion" then Column BA (AMOUNT) only will be converted based on selected currency (Column L) and Column BB (TAXES) value (INR) will be added to the converted values.
Note on K331: gepadmin: 1. If you choose "Full Conversion" then Column BA (AMOUNT) and Column BB (TAXES) BOTH values will be convert based on selected Currency in (Column L). 2. If you choose "Partial Conversion" then Column BA (AMOUNT) only will be converted based on selected currency (Column L) and Column BB (TAXES) value (INR) will be added to the converted values.
Note on K333: gepadmin: 1. If you choose "Full Conversion" then Column BA (AMOUNT) and Column BB (TAXES) BOTH values will be convert based on selected Currency in (Column L). 2. If you choose "Partial Conversion" then Column BA (AMOUNT) only will be converted based on selected currency (Column L) and Column BB (TAXES) value (INR) will be added to the converted values.
Note on K337: gepadmin: 1. If you choose "Full Conversion" then Column BA (AMOUNT) and Column BB (TAXES) BOTH values will be convert based on selected Currency in (Column L). 2. If you choose "Partial Conversion" then Column BA (AMOUNT) only will be converted based on selected currency (Column L) and Column BB (TAXES) value (INR) will be added to the converted values.
Note on K339: gepadmin: 1. If you choose "Full Conversion" then Column BA (AMOUNT) and Column BB (TAXES) BOTH values will be convert based on selected Currency in (Column L). 2. If you choose "Partial Conversion" then Column BA (AMOUNT) only will be converted based on selected currency (Column L) and Column BB (TAXES) value (INR) will be added to the converted values.
Note on K355: gepadmin: 1. If you choose "Full Conversion" then Column BA (AMOUNT) and Column BB (TAXES) BOTH values will be convert based on selected Currency in (Column L). 2. If you choose "Partial Conversion" then Column BA (AMOUNT) only will be converted based on selected currency (Column L) and Column BB (TAXES) value (INR) will be added to the converted values.
Note on K356: gepadmin: 1. If you choose "Full Conversion" then Column BA (AMOUNT) and Column BB (TAXES) BOTH values will be convert based on selected Currency in (Column L). 2. If you choose "Partial Conversion" then Column BA (AMOUNT) only will be converted based on selected currency (Column L) and Column BB (TAXES) value (INR) will be added to the converted values.
Note on K357: gepadmin: 1. If you choose "Full Conversion" then Column BA (AMOUNT) and Column BB (TAXES) BOTH values will be convert based on selected Currency in (Column L). 2. If you choose "Partial Conversion" then Column BA (AMOUNT) only will be converted based on selected currency (Column L) and Column BB (TAXES) value (INR) will be added to the converted values.
Validate
Print
Help

## Macros
Please Enable Macros to View BoQ information