## BoQ1 (hidden)
Percentage BoQ
BoQ_Ver3.1 | Percentage | Normal | INR Only | INR
Select, At Par, Excess (+), Less (-) |  | IOCL
Tender Inviting Authority: DOIP, IIT Kanpur
Name of Work: Setting right of different Type -III houses at IIT Kanpur (SH: Civil and Electrical)
NIT No: Composite/30/04/2024-1
Name of the Bidder/ Bidding Firm / Company :
PRICE SCHEDULE (This BOQ template must not be modified/replaced by the bidder and the same should be uploaded after filling the relevant columns, else the bidder is liable to be rejected for this tender. Bidders are allowed to enter the Bidder Name and Values only )
NUMBER # | TEXT # | TEXT # | NUMBER # | TEXT # | NUMBER | NUMBER | TEXT | TEXT # | NUMBER # | TEXT# | TEXT # | NUMBER # | NUMBER | NUMBER | NUMBER | NUMBER | TEXT | TEXT | NUMBER | NUMBER | NUMBER | NUMBER | TEXT | TEXT | NUMBER | NUMBER | NUMBER | NUMBER | TEXT | TEXT | NUMBER | NUMBER | NUMBER | NUMBER | TEXT | TEXT | NUMBER | NUMBER | NUMBER | NUMBER | TEXT | TEXT | NUMBER | NUMBER | NUMBER # | NUMBER # | TEXT | TEXT | NUMBER # | NUMBER # | DATE | NUMBER # | NUMBER # | TEXT #
Sl. No. | Item Description | Item Code / Make | Quantity | Units | Estimated Rate in Rs. P |  |  | Addition / Deduction | Addition / Deduction Values | Currency Convertion against each Item | Quoted Currency in INR / Other Currency | BASIC RATE In Figures To be entered by the Bidder Rs. P | Excise Duty | VAT | Freight Charges ( Unloading & Stacking) | Any Other Taxes/Duties/Levies |  |  | Other Taxes 2 | IIIrd Party i.e DGS&D / RITES etc Inspection Charges @0.34%+Service Tax | Less for Cenvat Credit,if any respect of Supplies Under full Excise Duty Category | [30 empty] | TOTAL AMOUNT in Rs. P | TOTAL AMOUNT With Taxes | TOTAL AMOUNT In Words
1 | 2 | 3 | 4 | 5 | 6 | 7 | 8 | 9 | 10 | 11 | 12 | 13 | 14 | 15 | 16 | 17 | 18 | 19 | 20 | 21 | 22 | 23 | 24 | 25 | 26 | 27 | 28 | 29 | 30 | 31 | 32 | 33 | 34 | 35 | 36 | 37 | 38 | 39 | 40 | 41 | 42 | 43 | 44 | 45 | 46 | 47 | 48 | 49 | 50 | 51 | 52 | 7 | 54 | 8
1 | Component | [53 empty] | 1 | Component
1.01 | Carriage of Materials | item no.1 | [52 empty] | 1.01 | Carriage of Materials | item no.1 |  |  | Construction of chamber for 100mm sluices valve | item1 | 10 | 1 Nos
1.02 | By Mechanical Transport including loading,unloading and stacking | item no.2 | [52 empty] | 1.02 | By Mechanical Transport including loading,unloading and stacking | item no.2 |  |  | Supplying, Conveying and fixing spls. Including eart | item1 | 123.223 | Nos
1.03 | Lime, moorum, building rubbish Lead - 2 km | item no.3 | 7.52 | cum | 143.07 |  |  | Excess(+) | 1 | Full Conversion | INR | [40 empty] | #VALUE! | #VALUE! | #VALUE! | 1.03 | Lime, moorum, building rubbish Lead - 2 km | item no.3 | 7.52 | cum | Construction of chamber for 100mm sluice plates | item2 | 213 | Nos
1.05 | EARTH WORK | item no.4 | [52 empty] | 1.05 | EARTH WORK | item no.4
1.06 | Excavating trenches of required width for pipes, cables, etc including excavation for sockets, and dressing of sides, ramming of bottoms, depth upto 1.5 m, including getting out the excavated soil, and then returning the soil as required, in layers not exceeding 20 cm in depth, including consolidating each deposited layer by ramming, watering, etc. and disposing of surplus excavated soil as directed, within a lead of 50 m : | item no.5 | [52 empty] | 1.06 | Excavating trenches of required width for pipes, cables, etc including excavation for sockets, and dressing of sides, ramming of bottoms, depth upto 1.5 m, including getting out the excavated soil, and then returning the soil as required, in layers not exceeding 20 cm in depth, including consolidating each deposited layer by ramming, watering, etc. and disposing of surplus excavated soil as directed, within a lead of 50 m : | item no.5
1.07 | All kinds of soil | item no.6 | [52 empty] | 1.07 | All kinds of soil | item no.6 |  |  | Construction of chamber for 100mm sluices valve | item3 | 10 | Nos
1.08 | Pipes, cables etc. exceeding 80 mm dia. But not exceeding 300 mm dia | item no.7 | 5 | metre | 365.93 |  |  | Excess(+) | 1 | Full Conversion | INR | [40 empty] | #VALUE! | #VALUE! | #VALUE! | 1.08 | Pipes, cables etc. exceeding 80 mm dia. But not exceeding 300 mm dia | item no.7 | 5 | metre
1.09 | CEMENT CONCRETE (CAST IN SITU) | item no.8 | [52 empty] | 1.09 | CEMENT CONCRETE (CAST IN SITU) | item no.8 |  |  | Supplying, Conveying and fixing spls. Including eart | item1 | 123.223 | Nos
1.1 | Providing and laying in position cement concrete of specified grade excluding the cost of centering and shuttering - All work up to plinth level : | item no.9 | [52 empty] | 1.1 | Providing and laying in position cement concrete of specified grade excluding the cost of centering and shuttering - All work up to plinth level : | item no.9 |  |  | Supplying, Conveying and fixing spls. Including ea | item4 | 10 | Nos
1.11 | 1:2:4 (1 cement : 2 coarse sand (zone-III) derived from natural sources : 4 graded stone aggregate 20 mm nominal size derived from natural sources) | item no.10 | 0.85 | cum | 6457.82 |  |  | Excess(+) | 1 | Full Conversion | INR | [40 empty] | #VALUE! | #VALUE! | #VALUE! | 1.11 | 1:2:4 (1 cement : 2 coarse sand (zone-III) derived from natural sources : 4 graded stone aggregate 20 mm nominal size derived from natural sources) | item no.10 | 0.85 | cum | Construction of chamber for 100mm sluice plates | item2 | 213 | Nos
1.12 | Centering and shuttering including strutting, propping etc. and removal of form work for : | item no.11 | [52 empty] | 1.12 | Centering and shuttering including strutting, propping etc. and removal of form work for : | item no.11
1.13 | Foundations, footings, bases for columns | item no.12 | 2.1 | sqm | 270.01 |  |  | Excess(+) | 1 | Full Conversion | INR | [40 empty] | #VALUE! | #VALUE! | #VALUE! | 1.13 | Foundations, footings, bases for columns | item no.12 | 2.1 | sqm
1.14 | REINFORCED CEMENT CONCRETE | item no.13 | [52 empty] | 1.14 | REINFORCED CEMENT CONCRETE | item no.13
1.15 | Reinforced cement concrete work in beams, suspended floors, roofs having slope up to 15° landings, balconies, shelves, chajjas, lintels, bands, plain window sills, staircases and spiral stair cases above plinth level up to floor five level, excluding the cost of centering, shuttering, finishing and reinforcement with 1:1.5:3 (1 cement : 1.5 coarse sand(zone-III) derived from natural sources : 3 graded stone aggregate 20 mm nominal size derived from natural sources). | item no.14 | 0.3 | cum | 9398.77 |  |  | Excess(+) | 1 | Full Conversion | INR | [40 empty] | #VALUE! | #VALUE! | #VALUE! | 1.15 | Reinforced cement concrete work in beams, suspended floors, roofs having slope up to 15° landings, balconies, shelves, chajjas, lintels, bands, plain window sills, staircases and spiral stair cases above plinth level up to floor five level, excluding the cost of centering, shuttering, finishing and reinforcement with 1:1.5:3 (1 cement : 1.5 coarse sand(zone-III) derived from natural sources : 3 graded stone aggregate 20 mm nominal size derived from natural sources). | item no.14 | 0.3 | cum
1.16 | Centering and shuttering including strutting, propping etc. and removal of form for | item no.15 | [52 empty] | 1.16 | Centering and shuttering including strutting, propping etc. and removal of form for | item no.15
1.17 | Shelves (Cast in situ) | item no.16 | 6.9 | sqm | 672.11 |  |  | Excess(+) | 1 | Full Conversion | INR | [40 empty] | #VALUE! | #VALUE! | #VALUE! | 1.17 | Shelves (Cast in situ) | item no.16 | 6.9 | sqm
1.18 | Steel reinforcement for R.C.C. work including straightening, cutting, bending, placing in position and binding all complete above plinth level. | item no.17 | [52 empty] | 1.18 | Steel reinforcement for R.C.C. work including straightening, cutting, bending, placing in position and binding all complete above plinth level. | item no.17
1.19 | Thermo-Mechanically Treated bars of grade Fe-500D or more. | item no.18 | 64 | kg | 78.6 |  |  | Excess(+) | 1 | Full Conversion | INR | [40 empty] | #VALUE! | #VALUE! | #VALUE! | 1.19 | Thermo-Mechanically Treated bars of grade Fe-500D or more. | item no.18 | 64 | kg
1.2 | MASONRY WORK | item no.19 | [52 empty] | 1.2 | MASONRY WORK | item no.19
1.21 | Brick work with common burnt clay F.P.S. (non modular) bricks of class designation 7.5 in superstructure above plinth level up to floor V level in all shapes and sizes in : | item no.20 | [52 empty] | 1.21 | Brick work with common burnt clay F.P.S. (non modular) bricks of class designation 7.5 in superstructure above plinth level up to floor V level in all shapes and sizes in : | item no.20
1.22 | Cement mortar 1:6 (1 cement : 6 coarse sand) | item no.21 | 0.17 | cum | 7267.29 |  |  | Excess(+) | 1 | Full Conversion | INR | [40 empty] | #VALUE! | #VALUE! | #VALUE! | 1.22 | Cement mortar 1:6 (1 cement : 6 coarse sand) | item no.21 | 0.17 | cum
1.23 | CLADDING WORK | item no.22 | [52 empty] | 1.23 | CLADDING WORK | item no.22
1.24 | Providing and fixing 18 mm thick gang saw cut, mirror polished, premoulded and prepolished, machine cut for kitchen platforms, vanity counters, window sills, facias and similar locations of required size, approved shade, colour and texture laid over 20 mm thick base cement mortar 1:4 (1 cement : 4 coarse sand), joints treated with white cement, mixed with matching pigment, epoxy touch ups, including rubbing, curing, moulding and polishing to edges to give high gloss finish etc. complete at all levels. | item no.23 | [52 empty] | 1.24 | Providing and fixing 18 mm thick gang saw cut, mirror polished, premoulded and prepolished, machine cut for kitchen platforms, vanity counters, window sills, facias and similar locations of required size, approved shade, colour and texture laid over 20 mm thick base cement mortar 1:4 (1 cement : 4 coarse sand), joints treated with white cement, mixed with matching pigment, epoxy touch ups, including rubbing, curing, moulding and polishing to edges to give high gloss finish etc. complete at all levels. | item no.23
1.25 | Granite stone slab colour black, Cherry/Ruby red | item no.24 | [52 empty] | 1.25 | Granite stone slab colour black, Cherry/Ruby red | item no.24
1.26 | Area of slab over 0.50 sqm | item no.25 | 5.98 | sqm | 3880.18 |  |  | Excess(+) | 1 | Full Conversion | INR | [40 empty] | #VALUE! | #VALUE! | #VALUE! | 1.26 | Area of slab over 0.50 sqm | item no.25 | 5.98 | sqm
1.27 | Providing and fixing Ist quality ceramic glazed wall tiles conforming to IS: 15622 (thickness to be specified by the manufacturer), of approved make, in all colours, shades except burgundy, bottle green, black of any size as approved by Engineer-in-Charge, in skirting, risers of steps and dados, over 12 mm thick bed of cement mortar 1:3 (1 cement : 3 coarse sand) and jointing with grey cement slurry @ 3.3kg per sqm, including pointing in white cement mixed with pigment of matching shade complete. | item no.26 | 41 | sqm | 932.44 |  |  | Excess(+) | 1 | Full Conversion | INR | [40 empty] | #VALUE! | #VALUE! | #VALUE! | 1.27 | Providing and fixing Ist quality ceramic glazed wall tiles conforming to IS: 15622 (thickness to be specified by the manufacturer), of approved make, in all colours, shades except burgundy, bottle green, black of any size as approved by Engineer-in-Charge, in skirting, risers of steps and dados, over 12 mm thick bed of cement mortar 1:3 (1 cement : 3 coarse sand) and jointing with grey cement slurry @ 3.3kg per sqm, including pointing in white cement mixed with pigment of matching shade complete. | item no.26 | 41 | sqm
1.28 | WOOD AND P. V. C. WORK | item no.27 | [52 empty] | 1.28 | WOOD AND P. V. C. WORK | item no.27
1.29 | Providing wood work in frames of doors, windows, clerestory windows and other frames, wrought framed and fixed in position with hold fast lugs or with dash fasteners of required dia & length (hold fast lugs or dash fastener shall be paid for separately). | item no.28 | [52 empty] | 1.29 | Providing wood work in frames of doors, windows, clerestory windows and other frames, wrought framed and fixed in position with hold fast lugs or with dash fasteners of required dia & length (hold fast lugs or dash fastener shall be paid for separately). | item no.28
1.3 | Second class teak wood | item no.29 | 0.014 | cum | 115367.77 |  |  | Excess(+) | 1 | Full Conversion | INR | [40 empty] | #VALUE! | #VALUE! | #VALUE! | 1.3 | Second class teak wood | item no.29 | 0.014 | cum
1.31 | Providing and fixing glazed shutters for doors, windows and clerestory windows using 4 mm thick float glass panes, including ISI marked M.S. pressed butt hinges bright finished of required size with necessary screws. | item no.30 | [52 empty] | 1.31 | Providing and fixing glazed shutters for doors, windows and clerestory windows using 4 mm thick float glass panes, including ISI marked M.S. pressed butt hinges bright finished of required size with necessary screws. | item no.30
1.32 | Second class teak wood | item no.31 | [52 empty] | 1.32 | Second class teak wood | item no.31
1.33 | 35 mm thick | item no.32 | 3 | sqm | 3909.16 |  |  | Excess(+) | 1 | Full Conversion | INR | [40 empty] | #VALUE! | #VALUE! | #VALUE! | 1.33 | 35 mm thick | item no.32 | 3 | sqm
1.34 | Providing and fixing ISI marked oxidised M.S. sliding door bolts with nuts and screws etc. complete : | item no.33 | [52 empty] | 1.34 | Providing and fixing ISI marked oxidised M.S. sliding door bolts with nuts and screws etc. complete : | item no.33
1.35 | 250x16 mm | item no.34 | 4 | each | 145.46 |  |  | Excess(+) | 1 | Full Conversion | INR | [40 empty] | #VALUE! | #VALUE! | #VALUE! | 1.35 | 250x16 mm | item no.34 | 4 | each
1.36 | Providing and fixing ISI marked oxidised M.S. tower bolt black finish, (Barrel type) with necessary screws etc. complete : | item no.35 | [52 empty] | 1.36 | Providing and fixing ISI marked oxidised M.S. tower bolt black finish, (Barrel type) with necessary screws etc. complete : | item no.35
1.37 | 200x10 mm | item no.36 | 1 | each | 53.52 |  |  | Excess(+) | 1 | Full Conversion | INR | [40 empty] | #VALUE! | #VALUE! | #VALUE!
1.38 | 150x10 mm | item no.37 | 6 | each | 46.51 |  |  | Excess(+) | 1 | Full Conversion | INR | [40 empty] | #VALUE! | #VALUE! | #VALUE! | 1.37 | 150x10 mm | item no.36 | 6 | each
1.39 | 100x10 mm | item no.38 | 6 | each | 34.28 |  |  | Excess(+) | 1 | Full Conversion | INR | [40 empty] | #VALUE! | #VALUE! | #VALUE! | 1.38 | 100x10 mm | item no.37 | 6 | each
1.4 | Providing and fixing ISI marked oxidised M.S. handles conforming to IS:4992 with necessary screws etc. complete : | item no.39 | [52 empty] | 1.39 | Providing and fixing ISI marked oxidised M.S. handles conforming to IS:4992 with necessary screws etc. complete : | item no.38
1.41 | 100 mm | item no.40 | 8 | each | 24.76 |  |  | Excess(+) | 1 | Full Conversion | INR | [40 empty] | #VALUE! | #VALUE! | #VALUE! | 1.4 | 100 mm | item no.39 | 8 | each
1.42 | Providing and fixing aluminium sliding door bolts, ISI marked anodised (anodic coating not less than grade AC 10 as per IS : 1868), transparent or dyed to required colour or shade, with nuts and screws etc. complete : | item no.41 | [52 empty] | 1.41 | Providing and fixing aluminium sliding door bolts, ISI marked anodised (anodic coating not less than grade AC 10 as per IS : 1868), transparent or dyed to required colour or shade, with nuts and screws etc. complete : | item no.40
1.43 | 250x16 mm | item no.42 | 2 | each | 205.96 |  |  | Excess(+) | 1 | Full Conversion | INR | [40 empty] | #VALUE! | #VALUE! | #VALUE! | 1.42 | 250x16 mm | item no.41 | 2 | each
1.44 | Providing and fixing aluminium tower bolts, ISI marked, anodised (anodic coating not less than grade AC 10 as per IS : 1868 ) transparent or dyed to required colour or shade, with necessary screws etc. complete : | item no.43 | [52 empty] | 1.43 | Providing and fixing aluminium tower bolts, ISI marked, anodised (anodic coating not less than grade AC 10 as per IS : 1868 ) transparent or dyed to required colour or shade, with necessary screws etc. complete : | item no.42
1.45 | 200x10 mm | item no.44 | 2 | each | 79.61 |  |  | Excess(+) | 1 | Full Conversion | INR | [40 empty] | #VALUE! | #VALUE! | #VALUE! | 1.44 | 200x10 mm | item no.43 | 2 | each
1.46 | 150x10 mm | item no.45 | 4 | each | 66.24 |  |  | Excess(+) | 1 | Full Conversion | INR | [40 empty] | #VALUE! | #VALUE! | #VALUE! | 1.45 | 150x10 mm | item no.44 | 4 | each
1.47 | 100x10 mm | item no.46 | 6 | each | 51.42 |  |  | Excess(+) | 1 | Full Conversion | INR | [40 empty] | #VALUE! | #VALUE! | #VALUE! | 1.46 | 100x10 mm | item no.45 | 6 | each
1.48 | Providing and fixing aluminium handles, ISI marked, anodised (anodic coating not less than grade AC 10 as per IS : 1868) transparent or dyed to required colour or shade, with necessary screws etc. complete : | item no.47 | [52 empty] | 1.47 | Providing and fixing aluminium handles, ISI marked, anodised (anodic coating not less than grade AC 10 as per IS : 1868) transparent or dyed to required colour or shade, with necessary screws etc. complete : | item no.46
1.49 | 100 mm | item no.48 | 6 | each | 46.69 |  |  | Excess(+) | 1 | Full Conversion | INR | [40 empty] | #VALUE! | #VALUE! | #VALUE! | 1.48 | 100 mm | item no.47 | 6 | each
1.5 | Providing and fixing aluminium hanging floor door stopper, ISI marked, anodised (anodic coating not less than grade AC 10 as per IS : 1868) transparent or dyed to required colour and shade, with necessary screws etc. complete. | item no.49 | [52 empty] | 1.49 | Providing and fixing aluminium hanging floor door stopper, ISI marked, anodised (anodic coating not less than grade AC 10 as per IS : 1868) transparent or dyed to required colour and shade, with necessary screws etc. complete. | item no.48
1.51 | Twin rubber stopper | item no.50 | 14 | each | 54.58 |  |  | Excess(+) | 1 | Full Conversion | INR | [40 empty] | #VALUE! | #VALUE! | #VALUE! | 1.5 | Twin rubber stopper | item no.49 | 14 | each
1.52 | Providing and fixing magnetic catcher of approved quality in cupboard / ward robe shutters, including fixing with necessary screws etc. complete. | item no.51 | [52 empty] | 1.51 | Providing and fixing magnetic catcher of approved quality in cupboard / ward robe shutters, including fixing with necessary screws etc. complete. | item no.50
1.53 | Double strip (horizontal type) | item no.52 | 4 | each | 29.94 |  |  | Excess(+) | 1 | Full Conversion | INR | [40 empty] | #VALUE! | #VALUE! | #VALUE! | 1.52 | Double strip (horizontal type) | item no.51 | 4 | each
1.54 | Providing and fixing factory made uPVC door frame made of uPVC extruded sections having an overall dimension as below (tolerance ±1mm), with wall thickness 2.0 mm (± 0.2 mm), corners of the door frame to be Jointed with galvanized brackets and stainless steel screws, joints mitred and Plastic welded. The hinge side vertical of the frames reinforced by galvanized M.S. tube of size 19 X 19 mm and 1mm (± 0.1 mm) wall thickness and 3 nos. stainless steel hinges fixed to the frame complete as per manufacturer’s specification and direction of Engineer- in-charge | item no.53 | [52 empty] | 1.53 | Providing and fixing factory made uPVC door frame made of uPVC extruded sections having an overall dimension as below (tolerance ±1mm), with wall thickness 2.0 mm (± 0.2 mm), corners of the door frame to be Jointed with galvanized brackets and stainless steel screws, joints mitred and Plastic welded. The hinge side vertical of the frames reinforced by galvanized M.S. tube of size 19 X 19 mm and 1mm (± 0.1 mm) wall thickness and 3 nos. stainless steel hinges fixed to the frame complete as per manufacturer’s specification and direction of Engineer- in-charge | item no.52
1.55 | Extruded section profile size 48x40 mm | item no.54 | 5.1 | metre | 203.9 |  |  | Excess(+) | 1 | Full Conversion | INR | [40 empty] | #VALUE! | #VALUE! | #VALUE! | 1.54 | Extruded section profile size 48x40 mm | item no.53 | 5.1 | metre
1.56 | Providing and fixing to existing door frames. | item no.55 | [52 empty] | 1.55 | Providing and fixing to existing door frames. | item no.54
1.57 | 24 mm thick factory made PVC door shutters made of styles and rails of a uPVC hollow section of size 59x24 mm and wall thickness 2 mm (± 0.2 mm) with inbuilt edging on both sides. The styles and rails mitred and joint at the corners by means of M.S. galvanised/ plastic brackets of size 75x220 mm having wall thickness 1.0 mm and stainless steel screws. The styles of the shutter reinforced by inserting galvanised M.S. tube of size 20x20 mm and 1 mm (± 0.1 mm) wall thickness. The lock rail made up of 'H' section, a uPVC hollow section of size 100x24 mm and 2 mm (± 0.2 mm) wall thickness, fixed to the shutter styles by means of plastic/galvanised M.S. 'U' cleats. The shutter frame filled with a uPVC multi-chambered single panel of size not less than 620 mm, having over all thickness of 20 mm and 1 mm (± 0.1 mm) wall thickness. The panels filled vertically and tie bar at two places by inserting horizontally 6 mm galvanised M.S. rod and fastened with nuts and washers, complete as per manufacturer's specification and direction of Engineer-in-charge. (For W.C. and bathroom door shutter). | item no.56 | 1.85 | sqm | 1570.05 |  |  | Excess(+) | 1 | Full Conversion | INR | [40 empty] | #VALUE! | #VALUE! | #VALUE! | 1.56 | 24 mm thick factory made PVC door shutters made of styles and rails of a uPVC hollow section of size 59x24 mm and wall thickness 2 mm (± 0.2 mm) with inbuilt edging on both sides. The styles and rails mitred and joint at the corners by means of M.S. galvanised/ plastic brackets of size 75x220 mm having wall thickness 1.0 mm and stainless steel screws. The styles of the shutter reinforced by inserting galvanised M.S. tube of size 20x20 mm and 1 mm (± 0.1 mm) wall thickness. The lock rail made up of 'H' section, a uPVC hollow section of size 100x24 mm and 2 mm (± 0.2 mm) wall thickness, fixed to the shutter styles by means of plastic/galvanised M.S. 'U' cleats. The shutter frame filled with a uPVC multi-chambered single panel of size not less than 620 mm, having over all thickness of 20 mm and 1 mm (± 0.1 mm) wall thickness. The panels filled vertically and tie bar at two places by inserting horizontally 6 mm galvanised M.S. rod and fastened with nuts and washers, complete as per manufacturer's specification and direction of Engineer-in-charge. (For W.C. and bathroom door shutter). | item no.55 | 1.85 | sqm
1.58 | Providing and fixing cup board shutters with 25 mm thick veneered particle board IS : 3097 marked, exterior grade (Grade I), of approved make, including IInd class teak wood lipping of 25 mm wide x 12 mm thick with necessary screws and bright finished stainless steel piano hinges, complete as per direction of Engineer-in-Charge. | item no.57 | [52 empty] | 1.57 | Providing and fixing cup board shutters with 25 mm thick veneered particle board IS : 3097 marked, exterior grade (Grade I), of approved make, including IInd class teak wood lipping of 25 mm wide x 12 mm thick with necessary screws and bright finished stainless steel piano hinges, complete as per direction of Engineer-in-Charge. | item no.56
1.59 | With decorative veneering on one side and commercial veneering on other side | item no.58 | 1 | sqm | 1462.77 |  |  | Excess(+) | 1 | Full Conversion | INR | [40 empty] | #VALUE! | #VALUE! | #VALUE! | 1.58 | With decorative veneering on one side and commercial veneering on other side | item no.57 | 1 | sqm
1.6 | Providing and fixing wire gauge shutters using stainless steel grade 304 wire gauge with wire of dia 0.5 mm and average width of aperture 1.4 mm in both directions for doors, windows and clerestory windows with necessary screws : | item no.59 | [52 empty] | 1.59 | Providing and fixing wire gauge shutters using stainless steel grade 304 wire gauge with wire of dia 0.5 mm and average width of aperture 1.4 mm in both directions for doors, windows and clerestory windows with necessary screws : | item no.58
1.61 | 35 mm thick shutters | item no.60 | [52 empty] | 1.6 | 35 mm thick shutters | item no.59
1.62 | with ISI marked M.S. pressed butt hinges bright finished of required size | item no.61 | [52 empty] | 1.61 | with ISI marked M.S. pressed butt hinges bright finished of required size | item no.60
1.63 | Second class teak wood | item no.62 | 1.2 | sqm | 3932.17 |  |  | Excess(+) | 1 | Full Conversion | INR | [40 empty] | #VALUE! | #VALUE! | #VALUE! | 1.62 | Second class teak wood | item no.61 | 1.2 | sqm
1.64 | With ISI marked stainless steel butt hinges of required size | item no.63 | [52 empty] | 1.63 | With ISI marked stainless steel butt hinges of required size | item no.62
1.65 | Second class teak wood | item no.64 | 1 | sqm | 4061.2 |  |  | Excess(+) | 1 | Full Conversion | INR | [40 empty] | #VALUE! | #VALUE! | #VALUE! | 1.64 | Second class teak wood | item no.63 | 1 | sqm
1.66 | Providing and fixing fly proof stainless steel grade 304 wire gauge, to windows and clerestory windows using wire gauge with average width of aperture 1.4 mm in both directions with wire of dia. 0.50 mm all complete. | item no.65 | [52 empty] | 1.65 | Providing and fixing fly proof stainless steel grade 304 wire gauge, to windows and clerestory windows using wire gauge with average width of aperture 1.4 mm in both directions with wire of dia. 0.50 mm all complete. | item no.64
1.67 | With 2nd class teak wood beading 62X19 mm | item no.66 | 22.65 | sqm | 1231.25 |  |  | Excess(+) | 1 | Full Conversion | INR | [40 empty] | #VALUE! | #VALUE! | #VALUE! | 1.66 | With 2nd class teak wood beading 62X19 mm | item no.65 | 22.65 | sqm
1.68 | STEEL WORK | item no.67 | [52 empty] | 1.67 | STEEL WORK | item no.66
1.69 | Steel work welded in built up sections/ framed work, including cutting, hoisting, fixing in position and applying a priming coat of approved steel primer using structural steel etc. as required. | item no.68 | [52 empty] | 1.68 | Steel work welded in built up sections/ framed work, including cutting, hoisting, fixing in position and applying a priming coat of approved steel primer using structural steel etc. as required. | item no.67
1.7 | In stringers, treads, landings etc. of stair cases, including use of chequered plate wherever required, all complete | item no.69 | 105.75 | kg | 89.65 |  |  | Excess(+) | 1 | Full Conversion | INR | [40 empty] | #VALUE! | #VALUE! | #VALUE! | 1.69 | In stringers, treads, landings etc. of stair cases, including use of chequered plate wherever required, all complete | item no.68 | 105.75 | kg
1.71 | FLOORING | item no.70 | [52 empty] | 1.7 | FLOORING | item no.69
1.72 | Providing and fixing 1st quality ceramic glazed floor tiles conforming to IS : 15622 (thickness to be specified by the manufacturer ) of approved make in all colours, shades except burgundy, bottle green, black of any size as approved by Engineer-in-Charge in skirting, risers of steps and dados over 12 mm thick bed of cement Mortar 1:3 (1 cement: 3 coarse sand) and jointing with grey cement slurry @ 3.3kg per sqm including pointing in white cement mixed with pigment of matching shade complete. | item no.71 | 23.5 | sqm | 822.88 |  |  | Excess(+) | 1 | Full Conversion | INR | [40 empty] | #VALUE! | #VALUE! | #VALUE! | 1.71 | Providing and fixing 1st quality ceramic glazed floor tiles conforming to IS : 15622 (thickness to be specified by the manufacturer ) of approved make in all colours, shades except burgundy, bottle green, black of any size as approved by Engineer-in-Charge in skirting, risers of steps and dados over 12 mm thick bed of cement Mortar 1:3 (1 cement: 3 coarse sand) and jointing with grey cement slurry @ 3.3kg per sqm including pointing in white cement mixed with pigment of matching shade complete. | item no.70 | 23.5 | sqm
1.73 | Providing and laying Vitrified tiles in floor in different sizes (thickness to be specified by the manufacturer) with water absorption less than 0.08% and conforming to IS:15622, of approved brand & manufacturer, in all colours and shade, laid on 20 mm thick cement mortar 1:4 (1 cement: 4 coarse sand) jointing with grey cement slurry @3.3 kg/sqm including grouting the joints with white cement and matching pigments etc. The tiles must be cut with the zero chipping diamond cutter only . Laying of tiles will be done with the notch trowel, plier, wedge, clips of required thickness, leveling system and rubber mallet for placing the tiles gently and easily. | item no.72 | [52 empty] | 1.72 | Providing and laying Vitrified tiles in floor in different sizes (thickness to be specified by the manufacturer) with water absorption less than 0.08% and conforming to IS:15622, of approved brand & manufacturer, in all colours and shade, laid on 20 mm thick cement mortar 1:4 (1 cement: 4 coarse sand) jointing with grey cement slurry @3.3 kg/sqm including grouting the joints with white cement and matching pigments etc. The tiles must be cut with the zero chipping diamond cutter only . Laying of tiles will be done with the notch trowel, plier, wedge, clips of required thickness, leveling system and rubber mallet for placing the tiles gently and easily. | item no.71
1.74 | Double charge vitrified tile polished finish of size | item no.73 | [52 empty] | 1.73 | Double charge vitrified tile polished finish of size | item no.72
1.75 | Size of Tile 600 x 600 mm | item no.74 | 92.86 | sqm | 1128.1 |  |  | Excess(+) | 1 | Full Conversion | INR | [40 empty] | #VALUE! | #VALUE! | #VALUE! | 1.74 | Size of Tile 600 x 600 mm | item no.73 | 92.86 | sqm
1.76 | Glazed Vitrified tiles Matt/Antiskid finish of size | item no.75 | [52 empty] | 1.75 | Glazed Vitrified tiles Matt/Antiskid finish of size | item no.74
1.77 | Size of Tile 600 x 600 mm | item no.76 | 14.35 | sqm | 1149.53 |  |  | Excess(+) | 1 | Full Conversion | INR | [40 empty] | #VALUE! | #VALUE! | #VALUE! | 1.76 | Size of Tile 600 x 600 mm | item no.75 | 14.35 | sqm
1.78 | Providing and laying Vitrified tiles in different sizes (thickness to be specified by manufacturer), with water absorption less than 0.08 % and conforming to I.S. 15622, of approved make, in all colours & shade, in skirting, riser of steps, over 12 mm thick bed of cement mortar 1:3 (1 cement: 3 coarse sand), jointing with grey cement slurry @ 3.3 kg/ sqm including grouting the joint with white cement & matching pigments etc. complete. | item no.77 | [52 empty] | 1.77 | Providing and laying Vitrified tiles in different sizes (thickness to be specified by manufacturer), with water absorption less than 0.08 % and conforming to I.S. 15622, of approved make, in all colours & shade, in skirting, riser of steps, over 12 mm thick bed of cement mortar 1:3 (1 cement: 3 coarse sand), jointing with grey cement slurry @ 3.3 kg/ sqm including grouting the joint with white cement & matching pigments etc. complete. | item no.76
1.79 | Size of Tile 600x600 mm | item no.78 | 9.25 | sqm | 1285.83 |  |  | Excess(+) | 1 | Full Conversion | INR | [40 empty] | #VALUE! | #VALUE! | #VALUE! | 1.78 | Size of Tile 600x600 mm | item no.77 | 9.25 | sqm
1.8 | FINISHING | item no.79 | [52 empty] | 1.79 | FINISHING | item no.78
1.81 | 12 mm cement plaster of mix : | item no.80 | [52 empty] | 1.8 | 12 mm cement plaster of mix : | item no.79
1.82 | 1:6 (1 cement: 6 fine sand) | item no.81 | 5 | sqm | 247.25 |  |  | Excess(+) | 1 | Full Conversion | INR | [40 empty] | #VALUE! | #VALUE! | #VALUE! | 1.81 | 1:6 (1 cement: 6 fine sand) | item no.80 | 5 | sqm
1.83 | 12 mm cement plaster of mix : | item no.82 | [52 empty] | 1.82 | 12 mm cement plaster of mix : | item no.81
1.84 | 1:6 (1 cement: 6 coarse sand) | item no.83 | 6.5 | sqm | 258.08 |  |  | Excess(+) | 1 | Full Conversion | INR | [40 empty] | #VALUE! | #VALUE! | #VALUE! | 1.83 | 1:6 (1 cement: 6 coarse sand) | item no.82 | 6.5 | sqm
1.85 | 15 mm cement plaster on rough side of single or half brick wall of mix: | item no.84 | [52 empty] | 1.84 | 15 mm cement plaster on rough side of single or half brick wall of mix: | item no.83
1.86 | 1:6 (1 cement: 6 coarse sand) | item no.85 | 8 | sqm | 297.32 |  |  | Excess(+) | 1 | Full Conversion | INR | [40 empty] | #VALUE! | #VALUE! | #VALUE! | 1.85 | 1:6 (1 cement: 6 coarse sand) | item no.84 | 8 | sqm
1.87 | 12 mm cement plaster finished with a floating coat of neat cement of mix : | item no.86 | [52 empty] | 1.86 | 12 mm cement plaster finished with a floating coat of neat cement of mix : | item no.85
1.88 | 1:4 (1 cement: 4 fine sand) | item no.87 | 5 | sqm | 316.79 |  |  | Excess(+) | 1 | Full Conversion | INR | [40 empty] | #VALUE! | #VALUE! | #VALUE! | 1.87 | 1:4 (1 cement: 4 fine sand) | item no.86 | 5 | sqm
1.89 | 15 mm cement plaster on rough side of single or half brick wall finished with a floating coat of neat cement of mix : | item no.88 | [52 empty] | 1.88 | 15 mm cement plaster on rough side of single or half brick wall finished with a floating coat of neat cement of mix : | item no.87
1.9 | 1:4 (1 cement: 4 fine sand) | item no.89 | 8 | sqm | 356.07 |  |  | Excess(+) | 1 | Full Conversion | INR | [40 empty] | #VALUE! | #VALUE! | #VALUE! | 1.89 | 1:4 (1 cement: 4 fine sand) | item no.88 | 8 | sqm
1.91 | 6 mm cement plaster of mix : | item no.90 | [52 empty] | 1.9 | 6 mm cement plaster of mix : | item no.89
1.92 | 1:3 (1 cement : 3 fine sand) | item no.91 | 6.79 | sqm | 221.87 |  |  | Excess(+) | 1 | Full Conversion | INR | [40 empty] | #VALUE! | #VALUE! | #VALUE! | 1.91 | 1:3 (1 cement : 3 fine sand) | item no.90 | 6.79 | sqm
1.93 | Distempering with 1st quality acrylic distemper (ready mixed) having VOC content less than 50 gms/litre, of approved manufacturer, of required shade and colour complete, as per manufacturer's specification. | item no.92 | [52 empty] | 1.92 | Distempering with 1st quality acrylic distemper (ready mixed) having VOC content less than 50 gms/litre, of approved manufacturer, of required shade and colour complete, as per manufacturer's specification. | item no.91
1.94 | Two or more coats on new work | item no.93 | 835.75 | sqm | 81.32 |  |  | Excess(+) | 1 | Full Conversion | INR | [40 empty] | #VALUE! | #VALUE! | #VALUE! | 1.93 | Two or more coats on new work | item no.92 | 835.75 | sqm
1.95 | Painting with synthetic enamel paint of approved brand and manufacture to give an even shade : | item no.94 | [52 empty] | 1.94 | Painting with synthetic enamel paint of approved brand and manufacture to give an even shade : | item no.93
1.96 | Two or more coats on new work | item no.95 | 4 | sqm | 115.25 |  |  | Excess(+) | 1 | Full Conversion | INR | [40 empty] | #VALUE! | #VALUE! | #VALUE! | 1.95 | Two or more coats on new work | item no.94 | 4 | sqm
1.97 | Painting with synthetic enamel paint of approved brand and manufacture of required colour to give an even shade : | item no.96 | [52 empty] | 1.96 | Painting with synthetic enamel paint of approved brand and manufacture of required colour to give an even shade : | item no.95
1.98 | Two or more coats on new work over an under coat of suitable shade with ordinary paint of approved brand and manufacture | item no.97 | 17.17 | sqm | 167.82 |  |  | Excess(+) | 1 | Full Conversion | INR | [40 empty] | #VALUE! | #VALUE! | #VALUE! | 1.97 | Two or more coats on new work over an under coat of suitable shade with ordinary paint of approved brand and manufacture | item no.96 | 17.17 | sqm
1.99 | Providing and applying white cement based putty of average thickness 1 mm, of approved brand and manufacturer, over the plastered wall surface to prepare the surface even and smooth complete. | item no.98 | 398 | sqm | 108.59 |  |  | Excess(+) | 1 | Full Conversion | INR | [40 empty] | #VALUE! | #VALUE! | #VALUE! | 1.98 | Providing and applying white cement based putty of average thickness 1 mm, of approved brand and manufacturer, over the plastered wall surface to prepare the surface even and smooth complete. | item no.97 | 398 | sqm
2 | White washing with lime to give an even shade : | item no.99 | [52 empty] | 1.99 | White washing with lime to give an even shade : | item no.98
2.01 | Old work (two or more coats) | item no.100 | 285 | sqm | 16.65 |  |  | Excess(+) | 1 | Full Conversion | INR | [40 empty] | #VALUE! | #VALUE! | #VALUE! | 2 | Old work (two or more coats) | item no.99 | 285 | sqm
2.02 | Removing white or colour wash by scrapping and sand papering and preparing the surface smooth including necessary repairs to scratches etc. complete | item no.101 | 285 | sqm | 14.33 |  |  | Excess(+) | 1 | Full Conversion | INR | [40 empty] | #VALUE! | #VALUE! | #VALUE! | 2.01 | Removing white or colour wash by scrapping and sand papering and preparing the surface smooth including necessary repairs to scratches etc. complete | item no.100 | 285 | sqm
2.03 | Removing dry or oil bound distemper, water proofing cement paint and the like by scrapping, sand papering and preparing the surface smooth including necessary repairs to scratches etc. complete. | item no.102 | 398 | sqm | 18.28 |  |  | Excess(+) | 1 | Full Conversion | INR | [40 empty] | #VALUE! | #VALUE! | #VALUE! | 2.02 | Removing dry or oil bound distemper, water proofing cement paint and the like by scrapping, sand papering and preparing the surface smooth including necessary repairs to scratches etc. complete. | item no.101 | 398 | sqm
2.04 | Painting with synthetic enamel paint of approved brand and manufacture of required colour to give an even shade : | item no.103 | [52 empty] | 2.03 | Painting with synthetic enamel paint of approved brand and manufacture of required colour to give an even shade : | item no.102
2.05 | One or more coats on old work | item no.104 | 242 | sqm | 75.88 |  |  | Excess(+) | 1 | Full Conversion | INR | [40 empty] | #VALUE! | #VALUE! | #VALUE! | 2.04 | One or more coats on old work | item no.103 | 242 | sqm
2.06 | Finishing walls with Acrylic Smooth exterior paint of required shade : | item no.105 | [52 empty] | 2.05 | Finishing walls with Acrylic Smooth exterior paint of required shade : | item no.104
2.07 | Old work (One or more coat applied @ 0.90 ltr/10 sqm). | item no.106 | 80 | sqm | 65.54 |  |  | Excess(+) | 1 | Full Conversion | INR | [40 empty] | #VALUE! | #VALUE! | #VALUE! | 2.06 | Old work (One or more coat applied @ 0.90 ltr/10 sqm). | item no.105 | 80 | sqm
2.08 | REPAIRS TO BUILDING | item no.107 | [52 empty] | 2.07 | REPAIRS TO BUILDING | item no.106
2.09 | Repairs to plaster of thickness 12 mm to 20 mm in patches of area 2.5 sq.meters and under, including cutting the patch in proper shape, raking out joints and preparing and plastering the surface of the walls complete, including disposal of rubbish to the dumping ground, all complete as per direction of Engineer-in-Charge. | item no.108 | [52 empty] | 2.08 | Repairs to plaster of thickness 12 mm to 20 mm in patches of area 2.5 sq.meters and under, including cutting the patch in proper shape, raking out joints and preparing and plastering the surface of the walls complete, including disposal of rubbish to the dumping ground, all complete as per direction of Engineer-in-Charge. | item no.107
2.1 | With cement mortar 1:4 (1cement: 4 coarse sand) | item no.109 | 17.57 | sqm | 419.11 |  |  | Excess(+) | 1 | Full Conversion | INR | [40 empty] | #VALUE! | #VALUE! | #VALUE! | 2.09 | With cement mortar 1:4 (1cement: 4 coarse sand) | item no.108 | 17.57 | sqm
2.11 | Hacking of CC flooring including cleaning for surface etc. complete as per direction of the Engineer-in-Charge. | item no.110 | 98 | sqm | 2.49 |  |  | Excess(+) | 1 | Full Conversion | INR | [40 empty] | #VALUE! | #VALUE! | #VALUE! | 2.1 | Hacking of CC flooring including cleaning for surface etc. complete as per direction of the Engineer-in-Charge. | item no.109 | 98 | sqm
2.12 | Taking out existing wooden door shutter, repair by cutting, painting etc. and refixing of repaired door shutters to existing door frames, including replacement of hinges with screws, etc. as required, all complete as per the direction of the Engineer-in-charge. | item no.111 | 8 | each | 285.79 |  |  | Excess(+) | 1 | Full Conversion | INR | [40 empty] | #VALUE! | #VALUE! | #VALUE! | 2.11 | Taking out existing wooden door shutter, repair by cutting, painting etc. and refixing of repaired door shutters to existing door frames, including replacement of hinges with screws, etc. as required, all complete as per the direction of the Engineer-in-charge. | item no.110 | 8 | each
2.13 | Dismantling and Demolishing | item no.112 | [52 empty] | 2.12 | Dismantling and Demolishing | item no.111
2.14 | Demolishing cement concrete manually/ by mechanical means including disposal of material within 50 metres lead as per direction of Engineer - in - charge. | item no.113 | [52 empty] | 2.13 | Demolishing cement concrete manually/ by mechanical means including disposal of material within 50 metres lead as per direction of Engineer - in - charge. | item no.112
2.15 | Nominal concrete 1:3:6 or richer mix (i/c equivalent design mix) | item no.114 | 0.92 | cum | 1759.84 |  |  | Excess(+) | 1 | Full Conversion | INR | [40 empty] | #VALUE! | #VALUE! | #VALUE! | 2.14 | Nominal concrete 1:3:6 or richer mix (i/c equivalent design mix) | item no.113 | 0.92 | cum
2.16 | Nominal concrete 1:4:8 or leaner mix (i/c equivalent design mix) | item no.115 | 1.31 | cum | 1086.89 |  |  | Excess(+) | 1 | Full Conversion | INR | [40 empty] | #VALUE! | #VALUE! | #VALUE! | 2.15 | Nominal concrete 1:4:8 or leaner mix (i/c equivalent design mix) | item no.114 | 1.31 | cum
2.17 | Demolishing R.C.C. work manually/ by mechanical means including stacking of steel bars and disposal of unserviceable material within 50 metres lead as per direction of Engineer - in- charge. | item no.116 | 0.5 | cum | 2567.38 |  |  | Excess(+) | 1 | Full Conversion | INR | [40 empty] | #VALUE! | #VALUE! | #VALUE! | 2.16 | Demolishing R.C.C. work manually/ by mechanical means including stacking of steel bars and disposal of unserviceable material within 50 metres lead as per direction of Engineer - in- charge. | item no.115 | 0.5 | cum
2.18 | Demolishing brick work manually/ by mechanical means including stacking of serviceable material and disposal of unserviceable material within 50 metres lead as per direction of Engineer-in-charge. | item no.117 | [52 empty] | 2.17 | Demolishing brick work manually/ by mechanical means including stacking of serviceable material and disposal of unserviceable material within 50 metres lead as per direction of Engineer-in-charge. | item no.116
2.19 | In cement mortar | item no.118 | 0.2 | cum | 1489.21 |  |  | Excess(+) | 1 | Full Conversion | INR | [40 empty] | #VALUE! | #VALUE! | #VALUE! | 2.18 | In cement mortar | item no.117 | 0.2 | cum
2.2 | Dismantling doors, windows and clerestory windows (steel or wood) shutter including chowkhats, architrave, holdfasts etc. complete and stacking within 50 metres lead : | item no.119 | [52 empty] | 2.19 | Dismantling doors, windows and clerestory windows (steel or wood) shutter including chowkhats, architrave, holdfasts etc. complete and stacking within 50 metres lead : | item no.118
2.21 | Of area 3 sq. metres and below | item no.120 | 8 | each | 265.4 |  |  | Excess(+) | 1 | Full Conversion | INR | [40 empty] | #VALUE! | #VALUE! | #VALUE! | 2.2 | Of area 3 sq. metres and below | item no.119 | 8 | each
2.22 | Taking out doors, windows and clerestory window shutters (steel or wood) including stacking within 50 metres lead : | item no.121 | [52 empty] | 2.21 | Taking out doors, windows and clerestory window shutters (steel or wood) including stacking within 50 metres lead : | item no.120
2.23 | Of area 3 sq. metres and below | item no.122 | 3 | each | 103.72 |  |  | Excess(+) | 1 | Full Conversion | INR | [40 empty] | #VALUE! | #VALUE! | #VALUE! | 2.22 | Of area 3 sq. metres and below | item no.121 | 3 | each
2.24 | Dismantling old plaster or skirting raking out joints and cleaning the surface for plaster including disposal of rubbish to the dumping ground within 50 metres lead. | item no.123 | 57.5 | sqm | 39.5 |  |  | Excess(+) | 1 | Full Conversion | INR | [40 empty] | #VALUE! | #VALUE! | #VALUE! | 2.23 | Dismantling old plaster or skirting raking out joints and cleaning the surface for plaster including disposal of rubbish to the dumping ground within 50 metres lead. | item no.122 | 57.5 | sqm
2.25 | SANITARY INSTALLATIONS | item no.124 | [52 empty] | 2.24 | SANITARY INSTALLATIONS | item no.123
2.26 | Providing and fixing water closet squatting pan (Indian type W.C. pan ) with 100 mm sand cast Iron P or S trap, 10 litre low level white P.V.C. flushing cistern, including flush pipe, with manually controlled device (handle lever) conforming to IS : 7231, with all fittings and fixtures complete, including cutting and making good the walls and floors wherever required: | item no.125 | [52 empty] | 2.25 | Providing and fixing water closet squatting pan (Indian type W.C. pan ) with 100 mm sand cast Iron P or S trap, 10 litre low level white P.V.C. flushing cistern, including flush pipe, with manually controlled device (handle lever) conforming to IS : 7231, with all fittings and fixtures complete, including cutting and making good the walls and floors wherever required: | item no.124
2.27 | White Vitreous china Orissa pattern W.C. pan of size 580x440 mm with integral type foot rests | item no.126 | 2 | each | 5069.13 |  |  | Excess(+) | 1 | Full Conversion | INR | [40 empty] | #VALUE! | #VALUE! | #VALUE! | 2.26 | White Vitreous china Orissa pattern W.C. pan of size 580x440 mm with integral type foot rests | item no.125 | 2 | each
2.28 | Providing and fixing white vitreous china pedestal type water closet (European type W.C. pan) with seat and lid, 10 litre low level white P.V.C. flushing cistern, including flush pipe, with manually controlled device (handle lever), conforming to IS : 7231, with all fittings and fixtures complete, including cutting and making good the walls and floors wherever required : | item no.127 | [52 empty] | 2.27 | Providing and fixing white vitreous china pedestal type water closet (European type W.C. pan) with seat and lid, 10 litre low level white P.V.C. flushing cistern, including flush pipe, with manually controlled device (handle lever), conforming to IS : 7231, with all fittings and fixtures complete, including cutting and making good the walls and floors wherever required : | item no.126
2.29 | W.C. pan with ISI marked white solid plastic seat and lid | item no.128 | 2 | each | 4858 |  |  | Excess(+) | 1 | Full Conversion | INR | [40 empty] | #VALUE! | #VALUE! | #VALUE! | 2.28 | W.C. pan with ISI marked white solid plastic seat and lid | item no.127 | 2 | each
2.3 | Providing and fixing white vitreous china water closet squatting pan (Indian type) : | item no.129 | [52 empty] | 2.29 | Providing and fixing white vitreous china water closet squatting pan (Indian type) : | item no.128
2.31 | Long pattern W.C. pan of size 580 mm | item no.130 | 1 | each | 1462.34 |  |  | Excess(+) | 1 | Full Conversion | INR | [40 empty] | #VALUE! | #VALUE! | #VALUE! | 2.3 | Long pattern W.C. pan of size 580 mm | item no.129 | 1 | each
2.32 | Providing and fixing white vitreous china pedestal type (European type/ wash down type) water closet pan. | item no.131 | 1 | each | 2107.54 |  |  | Excess(+) | 1 | Full Conversion | INR | [40 empty] | #VALUE! | #VALUE! | #VALUE! | 2.31 | Providing and fixing white vitreous china pedestal type (European type/ wash down type) water closet pan. | item no.130 | 1 | each
2.33 | Providing and fixing solid plastic seat with lid for pedestal type W.C. pan complete : | item no.132 | [52 empty] | 2.32 | Providing and fixing solid plastic seat with lid for pedestal type W.C. pan complete : | item no.131
2.34 | White solid plastic seat with lid | item no.133 | 2 | each | 514.29 |  |  | Excess(+) | 1 | Full Conversion | INR | [40 empty] | #VALUE! | #VALUE! | #VALUE! | 2.33 | White solid plastic seat with lid | item no.132 | 2 | each
2.35 | Providing and fixing CP Brass 32mm size Bottle Trap of approved quality & make and as per the direction of Engineer-in-charge. | item no.134 | 4 | each | 777.07 |  |  | Excess(+) | 1 | Full Conversion | INR | [40 empty] | #VALUE! | #VALUE! | #VALUE! | 2.34 | Providing and fixing CP Brass 32mm size Bottle Trap of approved quality & make and as per the direction of Engineer-in-charge. | item no.133 | 4 | each
2.36 | Providing and fixing CP Brass Single lever telephonic wall mixer of quality & make as approved by Engineer in charge. (a) 15 mm nominal dia | item no.135 | 6 | each | 5365.32 |  |  | Excess(+) | 1 | Full Conversion | INR | [40 empty] | #VALUE! | #VALUE! | #VALUE! | 2.35 | Providing and fixing CP Brass Single lever telephonic wall mixer of quality & make as approved by Engineer in charge. (a) 15 mm nominal dia | item no.134 | 6 | each
2.37 | Providing and fixing white vitreous china wash basin including making all connections but excluding the cost of fittings : | item no.136 | [52 empty] | 2.36 | Providing and fixing white vitreous china wash basin including making all connections but excluding the cost of fittings : | item no.135
2.38 | Flat back wash basin of size 550x400 mm | item no.137 | 6 | each | 802.67 |  |  | Excess(+) | 1 | Full Conversion | INR | [40 empty] | #VALUE! | #VALUE! | #VALUE! | 2.37 | Flat back wash basin of size 550x400 mm | item no.136 | 6 | each
2.39 | Providing and fixing 600x450 mm beveled edge mirror of superior glass (of approved quality) complete with 6 mm thick hard board ground fixed to wooden cleats with C.P. brass screws and washers complete. | item no.138 | 6 | each | 1237.3 |  |  | Excess(+) | 1 | Full Conversion | INR | [40 empty] | #VALUE! | #VALUE! | #VALUE! | 2.38 | Providing and fixing 600x450 mm beveled edge mirror of superior glass (of approved quality) complete with 6 mm thick hard board ground fixed to wooden cleats with C.P. brass screws and washers complete. | item no.137 | 6 | each
2.4 | Providing and fixing soil, waste and vent pipes : | item no.139 | [52 empty] | 2.39 | Providing and fixing soil, waste and vent pipes : | item no.138
2.41 | 100 mm dia | item no.140 | [52 empty] | 2.4 | 100 mm dia | item no.139
2.42 | Sand cast iron S&S pipe as per IS: 1729 | item no.141 | 3.5 | metre | 892.63 |  |  | Excess(+) | 1 | Full Conversion | INR | [40 empty] | #VALUE! | #VALUE! | #VALUE! | 2.41 | Sand cast iron S&S pipe as per IS: 1729 | item no.140 | 3.5 | metre
2.43 | Centrifugally cast (spun) iron socket & spigot (S&S) pipe as per IS: 3989 | item no.142 | 1 | metre | 944.67 |  |  | Excess(+) | 1 | Full Conversion | INR | [40 empty] | #VALUE! | #VALUE! | #VALUE! | 2.42 | Centrifugally cast (spun) iron socket & spigot (S&S) pipe as per IS: 3989 | item no.141 | 1 | metre
2.44 | 75 mm diameter : | item no.143 | [52 empty] | 2.43 | 75 mm diameter : | item no.142
2.45 | Sand cast iron S&S pipe as per IS: 1729 | item no.144 | 3.6 | metre | 816.79 |  |  | Excess(+) | 1 | Full Conversion | INR | [40 empty] | #VALUE! | #VALUE! | #VALUE! | 2.44 | Sand cast iron S&S pipe as per IS: 1729 | item no.143 | 3.6 | metre
2.46 | Centrifugally cast (spun) iron socketed pipe as per IS: 3989 | item no.145 | 1.8 | metre | 913.72 |  |  | Excess(+) | 1 | Full Conversion | INR | [40 empty] | #VALUE! | #VALUE! | #VALUE! | 2.45 | Centrifugally cast (spun) iron socketed pipe as per IS: 3989 | item no.144 | 1.8 | metre
2.47 | Providing and fixing bend of required degree with access door, insertion rubber washer 3 mm thick, bolts and nuts complete. | item no.146 | [52 empty] | 2.46 | Providing and fixing bend of required degree with access door, insertion rubber washer 3 mm thick, bolts and nuts complete. | item no.145
2.48 | 100 mm dia | item no.147 | [52 empty] | 2.47 | 100 mm dia | item no.146
2.49 | Sand cast iron S&S as per IS - 1729 | item no.148 | 1 | each | 465.32 |  |  | Excess(+) | 1 | Full Conversion | INR | [40 empty] | #VALUE! | #VALUE! | #VALUE! | 2.48 | Sand cast iron S&S as per IS - 1729 | item no.147 | 1 | each
2.5 | Sand cast iron S&S as per IS : 3989 | item no.149 | 1 | each | 523.98 |  |  | Excess(+) | 1 | Full Conversion | INR | [40 empty] | #VALUE! | #VALUE! | #VALUE! | 2.49 | Sand cast iron S&S as per IS : 3989 | item no.148 | 1 | each
2.51 | Providing and fixing plain bend of required degree. | item no.150 | [52 empty] | 2.5 | Providing and fixing plain bend of required degree. | item no.149
2.52 | 100 mm dia | item no.151 | [52 empty] | 2.51 | 100 mm dia | item no.150
2.53 | Sand cast iron S&S as per IS - 1729 | item no.152 | 2 | each | 362.07 |  |  | Excess(+) | 1 | Full Conversion | INR | [40 empty] | #VALUE! | #VALUE! | #VALUE! | 2.52 | Sand cast iron S&S as per IS - 1729 | item no.151 | 2 | each
2.54 | Sand cast iron S&S as per IS : 3989 | item no.153 | 1 | each | 385.57 |  |  | Excess(+) | 1 | Full Conversion | INR | [40 empty] | #VALUE! | #VALUE! | #VALUE! | 2.53 | Sand cast iron S&S as per IS : 3989 | item no.152 | 1 | each
2.55 | Providing and fixing single equal plain junction of required degreewith access door, insertion rubber washer 3 mm thick, bolts andnuts complete. | item no.154 | [52 empty] | 2.54 | Providing and fixing single equal plain junction of required degreewith access door, insertion rubber washer 3 mm thick, bolts andnuts complete. | item no.153
2.56 | 100x100x100 mm | item no.155 | [52 empty] | 2.55 | 100x100x100 mm | item no.154
2.57 | Sand cast iron S&S as per IS - 3989 | item no.156 | 1 | each | 641.29 |  |  | Excess(+) | 1 | Full Conversion | INR | [40 empty] | #VALUE! | #VALUE! | #VALUE! | 2.56 | Sand cast iron S&S as per IS - 3989 | item no.155 | 1 | each
2.58 | Providing and fixing terminal guard : | item no.157 | [52 empty] | 2.57 | Providing and fixing terminal guard : | item no.156
2.59 | 100 mm | item no.158 | [52 empty] | 2.58 | 100 mm | item no.157
2.6 | Sand cast iron S&S as per IS - 1729 | item no.159 | 1 | each | 344.49 |  |  | Excess(+) | 1 | Full Conversion | INR | [40 empty] | #VALUE! | #VALUE! | #VALUE! | 2.59 | Sand cast iron S&S as per IS - 1729 | item no.158 | 1 | each
2.61 | 75 mm | item no.160 | [52 empty] | 2.6 | 75 mm | item no.159
2.62 | Sand cast iron S&S as per IS - 1729 | item no.161 | 1 | each | 279.04 |  |  | Excess(+) | 1 | Full Conversion | INR | [40 empty] | #VALUE! | #VALUE! | #VALUE! | 2.61 | Sand cast iron S&S as per IS - 1729 | item no.160 | 1 | each
2.63 | Providing and fixing collar : | item no.162 | [52 empty] | 2.62 | Providing and fixing collar : | item no.161
2.64 | 100 mm | item no.163 | [52 empty] | 2.63 | 100 mm | item no.162
2.65 | Sand cast iron S&S as per IS - 3989 | item no.164 | 1 | each | 385.57 |  |  | Excess(+) | 1 | Full Conversion | INR | [40 empty] | #VALUE! | #VALUE! | #VALUE! | 2.64 | Sand cast iron S&S as per IS - 3989 | item no.163 | 1 | each
2.66 | Sand cast iron S&S as per IS - 1729 | item no.165 | 2 | each | 350.37 |  |  | Excess(+) | 1 | Full Conversion | INR | [40 empty] | #VALUE! | #VALUE! | #VALUE! | 2.65 | Sand cast iron S&S as per IS - 1729 | item no.164 | 2 | each
2.67 | 75 mm | item no.166 | [52 empty] | 2.66 | 75 mm | item no.165
2.68 | Sand cast iron S&S as per IS - 1729 | item no.167 | 1 | each | 238 |  |  | Excess(+) | 1 | Full Conversion | INR | [40 empty] | #VALUE! | #VALUE! | #VALUE! | 2.67 | Sand cast iron S&S as per IS - 1729 | item no.166 | 1 | each
2.69 | Sand cast iron S&S as per IS - 3989 | item no.168 | 1 | each | 238 |  |  | Excess(+) | 1 | Full Conversion | INR | [40 empty] | #VALUE! | #VALUE! | #VALUE! | 2.68 | Sand cast iron S&S as per IS - 3989 | item no.167 | 1 | each
2.7 | Providing lead caulked joints to sand cast iron/centrifugally cast (spun) iron pipes and fittings of diameter : | item no.169 | [52 empty] | 2.69 | Providing lead caulked joints to sand cast iron/centrifugally cast (spun) iron pipes and fittings of diameter : | item no.168
2.71 | 100 mm | item no.170 | 7 | each | 481.93 |  |  | Excess(+) | 1 | Full Conversion | INR | [40 empty] | #VALUE! | #VALUE! | #VALUE! | 2.7 | 100 mm | item no.169 | 7 | each
2.72 | 75 mm | item no.171 | 2 | each | 408.94 |  |  | Excess(+) | 1 | Full Conversion | INR | [40 empty] | #VALUE! | #VALUE! | #VALUE! | 2.71 | 75 mm | item no.170 | 2 | each
2.73 | Providing and fixing trap of self cleansing design with screwed down or hinged grating with or without vent arm complete, including cost of cutting and making good the walls and floors : | item no.172 | [52 empty] | 2.72 | Providing and fixing trap of self cleansing design with screwed down or hinged grating with or without vent arm complete, including cost of cutting and making good the walls and floors : | item no.171
2.74 | 100 mm inlet and 100 mm outlet | item no.173 | [52 empty] | 2.73 | 100 mm inlet and 100 mm outlet | item no.172
2.75 | Sand cast iron S&S as per IS: 3989 | item no.174 | 1 | each | 1406.48 |  |  | Excess(+) | 1 | Full Conversion | INR | [40 empty] | #VALUE! | #VALUE! | #VALUE! | 2.74 | Sand cast iron S&S as per IS: 3989 | item no.173 | 1 | each
2.76 | Sand Cast Iron S&S as per IS: 1729 | item no.175 | 1 | each | 1230.55 |  |  | Excess(+) | 1 | Full Conversion | INR | [40 empty] | #VALUE! | #VALUE! | #VALUE! | 2.75 | Sand Cast Iron S&S as per IS: 1729 | item no.174 | 1 | each
2.77 | 100 mm inlet and 75 mm outlet | item no.176 | [52 empty] | 2.76 | 100 mm inlet and 75 mm outlet | item no.175
2.78 | Sand cast iron S&S as per IS - 3989 | item no.177 | 2 | each | 1465.14 |  |  | Excess(+) | 1 | Full Conversion | INR | [40 empty] | #VALUE! | #VALUE! | #VALUE! | 2.77 | Sand cast iron S&S as per IS - 3989 | item no.176 | 2 | each
2.79 | WATER SUPPLY | item no.178 | [52 empty] | 2.78 | WATER SUPPLY | item no.177
2.8 | Providing and fixing Chlorinated Polyvinyl Chloride (CPVC) pipes, having thermal stability for hot & cold water supply, including all CPVC plain & brass threaded fittings, including fixing the pipe with clamps at 1.00 m spacing. This includes jointing of pipes & fittings with one step CPVC solvent cement and testing of joints complete as per direction of Engineer in Charge. Internal work - Exposed on wall | item no.179 | [52 empty] | 2.79 | Providing and fixing Chlorinated Polyvinyl Chloride (CPVC) pipes, having thermal stability for hot & cold water supply, including all CPVC plain & brass threaded fittings, including fixing the pipe with clamps at 1.00 m spacing. This includes jointing of pipes & fittings with one step CPVC solvent cement and testing of joints complete as per direction of Engineer in Charge. Internal work - Exposed on wall | item no.178
2.81 | 20 mm nominal dia Pipes | item no.180 | 1 | metre | 285.05 |  |  | Excess(+) | 1 | Full Conversion | INR | [40 empty] | #VALUE! | #VALUE! | #VALUE! | 2.8 | 20 mm nominal dia Pipes | item no.179 | 1 | metre
2.82 | 32 mm nominal dia Pipes | item no.181 | 2.5 | metre | 439.23 |  |  | Excess(+) | 1 | Full Conversion | INR | [40 empty] | #VALUE! | #VALUE! | #VALUE! | 2.81 | 32 mm nominal dia Pipes | item no.180 | 2.5 | metre
2.83 | Providing and fixing Chlorinated Polyvinyl Chloride (CPVC) pipes, having thermal stability for hot & cold water supply, including all CPVC plain & brass threaded fittings, i/c fixing the pipe with clamps at 1.00 m spacing. This includes jointing of pipes & fittings with one step CPVC solvent cement and the cost of cutting chases and making good the same including testing of joints complete as per direction of Engineer in Charge. Concealed work, including cutting chases and making good the walls etc. | item no.182 | [52 empty] | 2.82 | Providing and fixing Chlorinated Polyvinyl Chloride (CPVC) pipes, having thermal stability for hot & cold water supply, including all CPVC plain & brass threaded fittings, i/c fixing the pipe with clamps at 1.00 m spacing. This includes jointing of pipes & fittings with one step CPVC solvent cement and the cost of cutting chases and making good the same including testing of joints complete as per direction of Engineer in Charge. Concealed work, including cutting chases and making good the walls etc. | item no.181
2.84 | 20 mm nominal dia Pipes | item no.183 | 20 | metre | 450.46 |  |  | Excess(+) | 1 | Full Conversion | INR | [40 empty] | #VALUE! | #VALUE! | #VALUE! | 2.83 | 20 mm nominal dia Pipes | item no.182 | 20 | metre
2.85 | Providing and fixing G.I. pipes complete with G.I. fittings and clamps, i/c cutting and making good the walls etc. Internal work - Exposed on wall | item no.184 | [52 empty] | 2.84 | Providing and fixing G.I. pipes complete with G.I. fittings and clamps, i/c cutting and making good the walls etc. Internal work - Exposed on wall | item no.183
2.86 | 20 mm dia nominal bore | item no.185 | 2 | metre | 327.35 |  |  | Excess(+) | 1 | Full Conversion | INR | [40 empty] | #VALUE! | #VALUE! | #VALUE! | 2.85 | 20 mm dia nominal bore | item no.184 | 2 | metre
2.87 | Providing and fixing gun metal gate valve with C.I. wheel of approved quality (screwed end) : | item no.186 | [52 empty] | 2.86 | Providing and fixing gun metal gate valve with C.I. wheel of approved quality (screwed end) : | item no.185
2.88 | 20 mm nominal bore | item no.187 | 1 | each | 404.86 |  |  | Excess(+) | 1 | Full Conversion | INR | [40 empty] | #VALUE! | #VALUE! | #VALUE! | 2.87 | 20 mm nominal bore | item no.186 | 1 | each
2.89 | Providing and fixing ball valve (brass) of approved quality, High or low pressure, with plastic floats complete : | item no.188 | [52 empty] | 2.88 | Providing and fixing ball valve (brass) of approved quality, High or low pressure, with plastic floats complete : | item no.187
2.9 | 20 mm nominal bore | item no.189 | 1 | each | 348.48 |  |  | Excess(+) | 1 | Full Conversion | INR | [40 empty] | #VALUE! | #VALUE! | #VALUE! | 2.89 | 20 mm nominal bore | item no.188 | 1 | each
2.91 | Providing and fixing uplasticised PVC connection pipe with brass unions : | item no.190 | [52 empty] | 2.9 | Providing and fixing uplasticised PVC connection pipe with brass unions : | item no.189
2.92 | 45 cm length | item no.191 | [52 empty] | 2.91 | 45 cm length | item no.190
2.93 | 15 mm nominal bore | item no.192 | 24 | each | 74.7 |  |  | Excess(+) | 1 | Full Conversion | INR | [40 empty] | #VALUE! | #VALUE! | #VALUE! | 2.92 | 15 mm nominal bore | item no.191 | 24 | each
2.94 | Providing and fixing C.P. brass bib cock of approved quality conforming to IS:8931 : | item no.193 | [52 empty] | 2.93 | Providing and fixing C.P. brass bib cock of approved quality conforming to IS:8931 : | item no.192
2.95 | 15 mm nominal bore | item no.194 | 9 | each | 380.71 |  |  | Excess(+) | 1 | Full Conversion | INR | [40 empty] | #VALUE! | #VALUE! | #VALUE! | 2.94 | 15 mm nominal bore | item no.193 | 9 | each
2.96 | Providing and fixing C.P. brass long nose bib cock of approved quality conforming to IS standards and weighing not less than 810 gms. | item no.195 | [52 empty] | 2.95 | Providing and fixing C.P. brass long nose bib cock of approved quality conforming to IS standards and weighing not less than 810 gms. | item no.194
2.97 | 15 mm nominal bore | item no.196 | 3 | each | 626.96 |  |  | Excess(+) | 1 | Full Conversion | INR | [40 empty] | #VALUE! | #VALUE! | #VALUE! | 2.96 | 15 mm nominal bore | item no.195 | 3 | each
2.98 | Providing and fixing C.P. brass stop cock (concealed) of standard design and of approved make conforming to IS:8931. | item no.197 | [52 empty] | 2.97 | Providing and fixing C.P. brass stop cock (concealed) of standard design and of approved make conforming to IS:8931. | item no.196
2.99 | 15 mm nominal bore | item no.198 | 2 | each | 521.48 |  |  | Excess(+) | 1 | Full Conversion | INR | [40 empty] | #VALUE! | #VALUE! | #VALUE! | 2.98 | 15 mm nominal bore | item no.197 | 2 | each
3 | Providing and fixing C.P. brass angle valve for basin mixer and geyser points of approved quality conforming to IS:8931 | item no.199 | [52 empty] | 2.99 | Providing and fixing C.P. brass angle valve for basin mixer and geyser points of approved quality conforming to IS:8931 | item no.198
3.01 | 15mm nominal bore | item no.200 | 36 | each | 438.71 |  |  | Excess(+) | 1 | Full Conversion | INR | [40 empty] | #VALUE! | #VALUE! | #VALUE! | 3 | 15mm nominal bore | item no.199 | 36 | each
3.02 | Providing and fixing C.P. Brass extension nipple (size 15mmx50mm) of approved make and quality as per direction of Engineer-in-charge. | item no.201 | 18 | each | 54.09 |  |  | Excess(+) | 1 | Full Conversion | INR | [40 empty] | #VALUE! | #VALUE! | #VALUE! | 3.01 | Providing and fixing C.P. Brass extension nipple (size 15mmx50mm) of approved make and quality as per direction of Engineer-in-charge. | item no.200 | 18 | each
3.03 | Cutting holes up to 30x30 cm in walls including making good the same: | item no.202 | [52 empty] | 3.02 | Cutting holes up to 30x30 cm in walls including making good the same: | item no.201
3.04 | With common burnt clay F.P.S. (non modular) bricks | item no.203 | 3 | each | 317.75 |  |  | Excess(+) | 1 | Full Conversion | INR | [40 empty] | #VALUE! | #VALUE! | #VALUE! | 3.03 | With common burnt clay F.P.S. (non modular) bricks | item no.202 | 3 | each
3.05 | Making chases up to 7.5x7.5 cm in walls including making good and finishing with matching surface after housing G.I. pipe etc. | item no.204 | 17 | metre | 150.63 |  |  | Excess(+) | 1 | Full Conversion | INR | [40 empty] | #VALUE! | #VALUE! | #VALUE! | 3.04 | Making chases up to 7.5x7.5 cm in walls including making good and finishing with matching surface after housing G.I. pipe etc. | item no.203 | 17 | metre
3.06 | DRAINAGE | item no.205 | [52 empty] | 3.05 | DRAINAGE | item no.204
3.07 | Providing, laying and jointing glazed stoneware pipes class SP-1 with stiff mixture of cement mortar in the proportion of 1:1 (1 cement : 1 fine sand) including testing of joints etc. complete : | item no.206 | [52 empty] | 3.06 | Providing, laying and jointing glazed stoneware pipes class SP-1 with stiff mixture of cement mortar in the proportion of 1:1 (1 cement : 1 fine sand) including testing of joints etc. complete : | item no.205
3.08 | 100 mm diameter | item no.207 | 5 | metre | 329.46 |  |  | Excess(+) | 1 | Full Conversion | INR | [40 empty] | #VALUE! | #VALUE! | #VALUE! | 3.07 | 100 mm diameter | item no.206 | 5 | metre
3.09 | Providing and laying cement concrete 1:5:10 (1 cement : 5 coarse sand : 10 graded stone aggregate 40 mm nominal size) all-round S.W. pipes including bed concrete as per standard design : | item no.208 | [52 empty] | 3.08 | Providing and laying cement concrete 1:5:10 (1 cement : 5 coarse sand : 10 graded stone aggregate 40 mm nominal size) all-round S.W. pipes including bed concrete as per standard design : | item no.207
3.1 | 100 mm diameter S.W. pipe | item no.209 | 4.75 | metre | 785.18 |  |  | Excess(+) | 1 | Full Conversion | INR | [40 empty] | #VALUE! | #VALUE! | #VALUE! | 3.09 | 100 mm diameter S.W. pipe | item no.208 | 4.75 | metre
3.11 | Providing and fixing square-mouth S.W. gully trap class SP-1 complete with C.I. grating brick masonry chamber with water tight C.I. cover with frame of 300 x300 mm size (inside) the weight of cover to be not less than 4.50 kg and frame to be not less than 2.70 kg as per standard design: | item no.210 | [52 empty] | 3.1 | Providing and fixing square-mouth S.W. gully trap class SP-1 complete with C.I. grating brick masonry chamber with water tight C.I. cover with frame of 300 x300 mm size (inside) the weight of cover to be not less than 4.50 kg and frame to be not less than 2.70 kg as per standard design: | item no.209
3.12 | 100x100 mm size P type | item no.211 | [52 empty] | 3.11 | 100x100 mm size P type | item no.210
3.13 | With common burnt clay F.P.S. (non modular) bricks of class designation 7.5 | item no.212 | 1 | each | 2151.29 |  |  | Excess(+) | 1 | Full Conversion | INR | [40 empty] | #VALUE! | #VALUE! | #VALUE! | 3.12 | With common burnt clay F.P.S. (non modular) bricks of class designation 7.5 | item no.211 | 1 | each
3.14 | Making connection of drain or sewer line with existing manhole including breaking into and making good the walls, floors with cement concrete 1:2:4 mix (1 cement : 2 coarse sand : 4 graded stone aggregate 20 mm nominal size) cement plastered on both sides with cement mortar 1:3 (1 cement : 3 coarse sand), finished with a floating coat of neat cement and making necessary channels for the drain etc. complete : | item no.213 | [52 empty] | 3.13 | Making connection of drain or sewer line with existing manhole including breaking into and making good the walls, floors with cement concrete 1:2:4 mix (1 cement : 2 coarse sand : 4 graded stone aggregate 20 mm nominal size) cement plastered on both sides with cement mortar 1:3 (1 cement : 3 coarse sand), finished with a floating coat of neat cement and making necessary channels for the drain etc. complete : | item no.212
3.15 | For pipes 100 to 250 mm diameter | item no.214 | 1 | each | 599.47 |  |  | Excess(+) | 1 | Full Conversion | INR | [40 empty] | #VALUE! | #VALUE! | #VALUE! | 3.14 | For pipes 100 to 250 mm diameter | item no.213 | 1 | each
3.16 | ALUMINIUM WORK | item no.215 | [52 empty] | 3.15 | ALUMINIUM WORK | item no.214
3.17 | Providing and fixing aluminium work for doors, windows, ventilators and partitions with extruded built up standard tubular sections/ appropriate Z sections and other sections of approved make conforming to IS: 733 and IS: 1285, fixing with dash fasteners of required dia and size, including necessary filling up the gaps at junctions, i.e. at top, bottom and sides with required EPDM rubber/ neoprene gasket etc. Aluminium sections shall be smooth, rust free, straight, mitred and jointed mechanically wherever required including cleat angle, Aluminium snap beading for glazing / paneling, C.P. brass / stainless steel screws, all complete as per architectural drawings and the directions of Engineer-in-charge. (Glazing, paneling and dash fasteners to be paid for separately) : | item no.216 | [52 empty] | 3.16 | Providing and fixing aluminium work for doors, windows, ventilators and partitions with extruded built up standard tubular sections/ appropriate Z sections and other sections of approved make conforming to IS: 733 and IS: 1285, fixing with dash fasteners of required dia and size, including necessary filling up the gaps at junctions, i.e. at top, bottom and sides with required EPDM rubber/ neoprene gasket etc. Aluminium sections shall be smooth, rust free, straight, mitred and jointed mechanically wherever required including cleat angle, Aluminium snap beading for glazing / paneling, C.P. brass / stainless steel screws, all complete as per architectural drawings and the directions of Engineer-in-charge. (Glazing, paneling and dash fasteners to be paid for separately) : | item no.215
3.18 | For fixed portion | item no.217 | [52 empty] | 3.17 | For fixed portion | item no.216
3.19 | Powder coated aluminium (minimum thickness of powder coating 50 micron) | item no.218 | 102 | kg | 408.85 |  |  | Excess(+) | 1 | Full Conversion | INR | [40 empty] | #VALUE! | #VALUE! | #VALUE! | 3.18 | Powder coated aluminium (minimum thickness of powder coating 50 micron) | item no.217 | 102 | kg
3.2 | For shutters of doors, windows & ventilators including providing and fixing hinges/ pivots and making provision for fixing of fittings wherever required including the cost of EPDM rubber / neoprene gasket required (Fittings shall be paid for separately) | item no.219 | [52 empty] | 3.19 | For shutters of doors, windows & ventilators including providing and fixing hinges/ pivots and making provision for fixing of fittings wherever required including the cost of EPDM rubber / neoprene gasket required (Fittings shall be paid for separately) | item no.218
3.21 | Powder coated aluminium (minimum thickness of powder coating 50 micron) | item no.220 | 187 | kg | 495.22 |  |  | Excess(+) | 1 | Full Conversion | INR | [40 empty] | #VALUE! | #VALUE! | #VALUE! | 3.2 | Powder coated aluminium (minimum thickness of powder coating 50 micron) | item no.219 | 187 | kg
3.22 | Providing and fixing glazing in aluminium door, window, ventilator shutters and partitions etc. with EPDM rubber / neoprene gasket etc. complete as per the architectural drawings and the directions of engineer-in-charge . (Cost of aluminium snap beading shall be paid in basic item): | item no.221 | [52 empty] | 3.21 | Providing and fixing glazing in aluminium door, window, ventilator shutters and partitions etc. with EPDM rubber / neoprene gasket etc. complete as per the architectural drawings and the directions of engineer-in-charge . (Cost of aluminium snap beading shall be paid in basic item): | item no.220
3.23 | With float glass panes of 5 mm thickness (weight not less than 12.50 kg/sqm) | item no.222 | 3.5 | sqm | 1162.25 |  |  | Excess(+) | 1 | Full Conversion | INR | [40 empty] | #VALUE! | #VALUE! | #VALUE! | 3.22 | With float glass panes of 5 mm thickness (weight not less than 12.50 kg/sqm) | item no.221 | 3.5 | sqm
3.24 | Providing and fixing stainless steel (SS 304 grade) adjustable friction windows stays of approved quality with necessary stainless steel screws etc. to the side hung windows as per direction of Engineer- in-charge complete. | item no.223 | [52 empty] | 3.23 | Providing and fixing stainless steel (SS 304 grade) adjustable friction windows stays of approved quality with necessary stainless steel screws etc. to the side hung windows as per direction of Engineer- in-charge complete. | item no.222
3.25 | 255 X 19 mm | item no.224 | 20 | each | 288.64 |  |  | Excess(+) | 1 | Full Conversion | INR | [40 empty] | #VALUE! | #VALUE! | #VALUE! | 3.24 | 255 X 19 mm | item no.223 | 20 | each
3.26 | WATER PROOFING | item no.225 | [52 empty] | 3.25 | WATER PROOFING | item no.224
3.27 | Providing and laying water proofing treatment to vertical and horizontal surfaces of depressed portions of W.C., kitchen and the like consisting of: (i) Ist course of applying cement slurry @ 4.4 kg/sqm mixed with water proofing compound conforming to IS 2645 in recommended proportions including rounding off junction of vertical and horizontal surface. (ii) IInd course of 20 mm cement plaster 1:3 (1 cement : 3 coarse sand) mixed with water proofing compound in recommended proportion including rounding off junction of vertical and horizontal surface. (iii) IIIrd course of applying blown or residual bitumen applied hot at 1.7 kg. per sqm of area. (iv) IVth course of 400 micron thick PVC sheet. (Overlaps at joints of PVC sheet should be 100 mm wide and pasted to each other with bitumen @ 1.7 kg/sqm). | item no.226 | 8 | sqm | 678.86 |  |  | Excess(+) | 1 | Full Conversion | INR | [40 empty] | #VALUE! | #VALUE! | #VALUE! | 3.26 | Providing and laying water proofing treatment to vertical and horizontal surfaces of depressed portions of W.C., kitchen and the like consisting of: (i) Ist course of applying cement slurry @ 4.4 kg/sqm mixed with water proofing compound conforming to IS 2645 in recommended proportions including rounding off junction of vertical and horizontal surface. (ii) IInd course of 20 mm cement plaster 1:3 (1 cement : 3 coarse sand) mixed with water proofing compound in recommended proportion including rounding off junction of vertical and horizontal surface. (iii) IIIrd course of applying blown or residual bitumen applied hot at 1.7 kg. per sqm of area. (iv) IVth course of 400 micron thick PVC sheet. (Overlaps at joints of PVC sheet should be 100 mm wide and pasted to each other with bitumen @ 1.7 kg/sqm). | item no.225 | 8 | sqm
3.28 | Providing and applying fibre reinforced elastomeric liquid water proofing membrane with resilient acrylic polymers having Sun Reflectivity Index (SRI) of 105 on top of concrete roof in three coats @10.76 litre/ 10 sqm. One coat of self-priming of elastomeric waterproofing liquid (dilution with water in the ratio of 3:1) and two coats of undiluted elastomeric waterproofing liquid (dry film thickness of complete application/system not less than 500 microns). The operation shall be carried out after scrapping and properly cleaning the surface to remove loose particles with wire brushes, complete in all respect as per the direction of Engineer-in-Charge. | item no.227 | 315 | sqm | 415.73 |  |  | Excess(+) | 1 | Full Conversion | INR | [40 empty] | #VALUE! | #VALUE! | #VALUE! | 3.27 | Providing and applying fibre reinforced elastomeric liquid water proofing membrane with resilient acrylic polymers having Sun Reflectivity Index (SRI) of 105 on top of concrete roof in three coats @10.76 litre/ 10 sqm. One coat of self-priming of elastomeric waterproofing liquid (dilution with water in the ratio of 3:1) and two coats of undiluted elastomeric waterproofing liquid (dry film thickness of complete application/system not less than 500 microns). The operation shall be carried out after scrapping and properly cleaning the surface to remove loose particles with wire brushes, complete in all respect as per the direction of Engineer-in-Charge. | item no.226 | 315 | sqm
3.29 | NEW TECHNOLOGIES AND MATERIALS | item no.228 | [52 empty] | 3.28 | NEW TECHNOLOGIES AND MATERIALS | item no.227
3.3 | Chipping of unsound/weak concrete material from slabs, beams, columns etc. with manual Chisel and/ or by standard power driven percussion type or of approved make including tapering of all edges, making square shoulders of cavities including cleaning the exposed concrete surface and reinforcement with wire brushes etc. and disposal of debris for all lead and lifts all complete as per direction of Engineer-In-Charge | item no.229 | [52 empty] | 3.29 | Chipping of unsound/weak concrete material from slabs, beams, columns etc. with manual Chisel and/ or by standard power driven percussion type or of approved make including tapering of all edges, making square shoulders of cavities including cleaning the exposed concrete surface and reinforcement with wire brushes etc. and disposal of debris for all lead and lifts all complete as per direction of Engineer-In-Charge | item no.228
3.31 | 25 mm average thickness | item no.230 | 29 | sqm | 91.71 |  |  | Excess(+) | 1 | Full Conversion | INR | [40 empty] | #VALUE! | #VALUE! | #VALUE! | 3.3 | 25 mm average thickness | item no.229 | 29 | sqm
3.32 | Cleaning of reinforcement from rust from the reinforcing bars to give it a total rust free steel surface by using alkaline chemical rust remover of approved make with paint brush and removing loose particles after 24 hours of its application with wire brush and thoroughly washing with water and allowing it to dry, all complete as per direction of Engineer-In-Charge. | item no.231 | [52 empty] | 3.31 | Cleaning of reinforcement from rust from the reinforcing bars to give it a total rust free steel surface by using alkaline chemical rust remover of approved make with paint brush and removing loose particles after 24 hours of its application with wire brush and thoroughly washing with water and allowing it to dry, all complete as per direction of Engineer-In-Charge. | item no.230
3.33 | Bars upto 12 mm diameter | item no.232 | 60 | metre | 5.83 |  |  | Excess(+) | 1 | Full Conversion | INR | [40 empty] | #VALUE! | #VALUE! | #VALUE! | 3.32 | Bars upto 12 mm diameter | item no.231 | 60 | metre
3.34 | Providing, mixing and applying bonding coat of approved adhesive on chipped portion of RCC as per specifications and direction of Engineer-In-charge complete in all respect. | item no.233 | [52 empty] | 3.33 | Providing, mixing and applying bonding coat of approved adhesive on chipped portion of RCC as per specifications and direction of Engineer-In-charge complete in all respect. | item no.232
3.35 | SBR Polymer (@10% of cement weight) modified cementitious bond coat @ 2.2 kg cement per sqm of surface area mixed with specified proportion of approved polymer | item no.234 | 29 | sqm | 103.24 |  |  | Excess(+) | 1 | Full Conversion | INR | [40 empty] | #VALUE! | #VALUE! | #VALUE! | 3.34 | SBR Polymer (@10% of cement weight) modified cementitious bond coat @ 2.2 kg cement per sqm of surface area mixed with specified proportion of approved polymer | item no.233 | 29 | sqm
3.36 | Providing, mixing and applying SBR polymer (of approved make) modified Cement mortar in proportion of 1:4 (1 cement: 4 graded coarse sand with polymer minimum 2% by wt. of cement used) as per specifications and directions of Engineer-in-charge. | item no.235 | [52 empty] | 3.35 | Providing, mixing and applying SBR polymer (of approved make) modified Cement mortar in proportion of 1:4 (1 cement: 4 graded coarse sand with polymer minimum 2% by wt. of cement used) as per specifications and directions of Engineer-in-charge. | item no.234
3.37 | 25 mm average thickness in 2 layers. | item no.236 | 29 | sqm | 447.61 |  |  | Excess(+) | 1 | Full Conversion | INR | [40 empty] | #VALUE! | #VALUE! | #VALUE! | 3.36 | 25 mm average thickness in 2 layers. | item no.235 | 29 | sqm
3.38 | MINOR CIVIL MAINTENANCE WORK | item no.237 | [52 empty] | 3.37 | MINOR CIVIL MAINTENANCE WORK | item no.236
3.39 | "Providing and laying in position cement concrete of specified grade excluding the cost of centering and shuttering - All work up to plinth level : 1:5:10 (1 cement : 5 coarse sand (zone-III) derived from natural sources: 10 graded brick aggregate 40 mm nominal size derived from natural sources) | item no.238 | 1.1 | Cum | 4598.46 |  |  | Excess(+) | 1 | Full Conversion | INR | [40 empty] | #VALUE! | #VALUE! | #VALUE! | 3.38 | "Providing and laying in position cement concrete of specified grade excluding the cost of centering and shuttering - All work up to plinth level : 1:5:10 (1 cement : 5 coarse sand (zone-III) derived from natural sources: 10 graded brick aggregate 40 mm nominal size derived from natural sources) | item no.237 | 1.1 | Cum
3.4 | "P/F C.P brass towel rod complete with two C.P.brass brackets fixed to wooden cleats with C.P. brass screws of approved quality size of 600 x 20 mm. | item no.239 | 6 | Each | 345.17 |  |  | Excess(+) | 1 | Full Conversion | INR | [40 empty] | #VALUE! | #VALUE! | #VALUE! | 3.39 | "P/F C.P brass towel rod complete with two C.P.brass brackets fixed to wooden cleats with C.P. brass screws of approved quality size of 600 x 20 mm. | item no.238 | 6 | Each
3.41 | "Providing and fixing C.P. grating with or without hole for waste pipe for floor/ nahani trap 100 mm dia. weight not less than 100 grams. | item no.240 | 17 | Each | 51.61 |  |  | Excess(+) | 1 | Full Conversion | INR | [40 empty] | #VALUE! | #VALUE! | #VALUE! | 3.4 | "Providing and fixing C.P. grating with or without hole for waste pipe for floor/ nahani trap 100 mm dia. weight not less than 100 grams. | item no.239 | 17 | Each
3.42 | "Providing and fixing C.P flange for C.P bib cock/C.P angle stop cock. | item no.241 | 51 | Each | 15.8 |  |  | Excess(+) | 1 | Full Conversion | INR | [40 empty] | #VALUE! | #VALUE! | #VALUE! | 3.41 | "Providing and fixing C.P flange for C.P bib cock/C.P angle stop cock. | item no.240 | 51 | Each
3.43 | "Providing and fixing C.P Brass shower rose 15 mm or 20 mm inlet with shower arm (a) 75 mm dia fancy type. | item no.242 | 6 | Each | 504.43 |  |  | Excess(+) | 1 | Full Conversion | INR | [40 empty] | #VALUE! | #VALUE! | #VALUE! | 3.42 | "Providing and fixing C.P Brass shower rose 15 mm or 20 mm inlet with shower arm (a) 75 mm dia fancy type. | item no.241 | 6 | Each
3.44 | """Providing and fixing ISI marked flush door shutter non decorative type, core of block board construction with frame of first class hard wood and well matched commercial 3 ply veneering with vertical grains or cross bands and face veneers on both faces of shutters. 35 mm thick including ISI marked M.S butt hinges with necessary screw complete." | item no.243 | 1.8 | Sqm | 1972.2 |  |  | Excess(+) | 1 | Full Conversion | INR | [40 empty] | #VALUE! | #VALUE! | #VALUE! | 3.43 | """Providing and fixing ISI marked flush door shutter non decorative type, core of block board construction with frame of first class hard wood and well matched commercial 3 ply veneering with vertical grains or cross bands and face veneers on both faces of shutters. 35 mm thick including ISI marked M.S butt hinges with necessary screw complete." | item no.242 | 1.8 | Sqm
3.45 | Providing and fixing ISI marked flush door shutter non decorative type, core of block board construction with frame of first class hard wood and well matched commercial 3 ply veneering with vertical grains or cross bands and face veneers on both faces of shutters. 35 mm thick including ISI marked M.S butt hinges with necessary screw complete. | item no.244 | 1.88 | Sqm | 1991.36 |  |  | Excess(+) | 1 | Full Conversion | INR | [40 empty] | #VALUE! | #VALUE! | #VALUE! | 3.44 | Providing and fixing ISI marked flush door shutter non decorative type, core of block board construction with frame of first class hard wood and well matched commercial 3 ply veneering with vertical grains or cross bands and face veneers on both faces of shutters. 35 mm thick including ISI marked M.S butt hinges with necessary screw complete. | item no.243 | 1.88 | Sqm
3.46 | Extra for providing and fixing of 8mm to 9mm thick ceramic glazed wall tiles instead of 5mm thick ceramic glazed wall tiles. | item no.245 | 40 | Sqm | 155.8 |  |  | Excess(+) | 1 | Full Conversion | INR | [40 empty] | #VALUE! | #VALUE! | #VALUE! | 3.45 | Extra for providing and fixing of 8mm to 9mm thick ceramic glazed wall tiles instead of 5mm thick ceramic glazed wall tiles. | item no.244 | 40 | Sqm
3.47 | "Providing and fixing C.P waste 40 mm nominal bore for china sink or wash basin (L&K) make. | item no.246 | 3 | Each | 196.05 |  |  | Excess(+) | 1 | Full Conversion | INR | [40 empty] | #VALUE! | #VALUE! | #VALUE! | 3.46 | "Providing and fixing C.P waste 40 mm nominal bore for china sink or wash basin (L&K) make. | item no.245 | 3 | Each
3.48 | "P/F 1.50mm thick homogeneous polyvinyl chloride sheet/tile in flooring and skirting in approved pattern on a smooth and damp proof base using rubber base adhesive of approved quality and manufacturer like Dualpo S-758 , Fevicol SR 998 or equivalent including rolling with light wooden roller weight about 5 kg. All complete as directed by Engineer -in -charge in approved colour and shade. | item no.247 | 83 | Sqm | 542.74 |  |  | Excess(+) | 1 | Full Conversion | INR | [40 empty] | #VALUE! | #VALUE! | #VALUE! | 3.47 | "P/F 1.50mm thick homogeneous polyvinyl chloride sheet/tile in flooring and skirting in approved pattern on a smooth and damp proof base using rubber base adhesive of approved quality and manufacturer like Dualpo S-758 , Fevicol SR 998 or equivalent including rolling with light wooden roller weight about 5 kg. All complete as directed by Engineer -in -charge in approved colour and shade. | item no.246 | 83 | Sqm
3.49 | "Providing and fixing C.P basin mixer of 15 mm nominal bore (L&K) make for one piece only " | item no.248 | 6 | Each | 2053.04 |  |  | Excess(+) | 1 | Full Conversion | INR | [40 empty] | #VALUE! | #VALUE! | #VALUE! | 3.48 | "Providing and fixing C.P basin mixer of 15 mm nominal bore (L&K) make for one piece only " | item no.247 | 6 | Each
3.5 | "Providing and fixing aluminum door seal in door i/c necessary screw etc complete. " | item no.249 | 5 | Metre | 181.83 |  |  | Excess(+) | 1 | Full Conversion | INR | [40 empty] | #VALUE! | #VALUE! | #VALUE! | 3.49 | "Providing and fixing aluminum door seal in door i/c necessary screw etc complete. " | item no.248 | 5 | Metre
3.51 | "Providing and fixing of ""I hook"" of with ISI marked M.S. pressed butt hinges bright finished of required size. " | item no.250 | 10 | Each | 32.83 |  |  | Excess(+) | 1 | Full Conversion | INR | [40 empty] | #VALUE! | #VALUE! | #VALUE! | 3.5 | "Providing and fixing of ""I hook"" of with ISI marked M.S. pressed butt hinges bright finished of required size. " | item no.249 | 10 | Each
3.52 | Providind and fixing C.P. hand spray (heath faucet) with push button control and flexible hose connection with C.P hook of L&K make or approved equivalent complete in all respects. | item no.251 | 6 | Each | 651.08 |  |  | Excess(+) | 1 | Full Conversion | INR | [40 empty] | #VALUE! | #VALUE! | #VALUE! | 3.51 | Providind and fixing C.P. hand spray (heath faucet) with push button control and flexible hose connection with C.P hook of L&K make or approved equivalent complete in all respects. | item no.250 | 6 | Each
3.53 | "Construction of Modular kitchen in Type - III houses. 1 Meta Drawer 1 each 470*500*86 mm 2 Perforated Cutlery 1 each 470*485*100 mm 3 Thali Basket 1 each 470*485*140 mm 4 Corner 1 each Blank 5 Drawer Basket 2 each 420*485*140 mm 6 Drawer Basket 2 each 420*485*140 mm 7 Rack 1 each 100*485*420 mm 8 Glass & Plate Rack including Drip Tray 1 each 560*230*25/65 mm 9 Marble 12 each 10 Wooden Partition 4 each 11 Full extention ball bearing sliding telescopic 7 set 12 Solid Shutters 6 sqm 13 Glass Shutters 0.4 sqm 14 Auto Closing Concealed Hinges 6 15 Auto Closing Concealed Special Corner Hinges 2 each 16 Handles 16 each 17 Hardware (Screws counter sunk, Connect Fastners, Tags) 18 Fixing & Installation of the complete modular kitchen. " | item no.252 | 1 | One Job | 99931.6 |  |  | Excess(+) | 1 | Full Conversion | INR | [40 empty] | #VALUE! | #VALUE! | #VALUE! | 3.52 | "Construction of Modular kitchen in Type - III houses. 1 Meta Drawer 1 each 470*500*86 mm 2 Perforated Cutlery 1 each 470*485*100 mm 3 Thali Basket 1 each 470*485*140 mm 4 Corner 1 each Blank 5 Drawer Basket 2 each 420*485*140 mm 6 Drawer Basket 2 each 420*485*140 mm 7 Rack 1 each 100*485*420 mm 8 Glass & Plate Rack including Drip Tray 1 each 560*230*25/65 mm 9 Marble 12 each 10 Wooden Partition 4 each 11 Full extention ball bearing sliding telescopic 7 set 12 Solid Shutters 6 sqm 13 Glass Shutters 0.4 sqm 14 Auto Closing Concealed Hinges 6 15 Auto Closing Concealed Special Corner Hinges 2 each 16 Handles 16 each 17 Hardware (Screws counter sunk, Connect Fastners, Tags) 18 Fixing & Installation of the complete modular kitchen. " | item no.251 | 1 | One Job
3.54 | "Construction of Modular kitchen in Type - III houses. 1 Meta Drawer 1 each 470*500*86 mm 2 Perforated Cutlery 1 each 470*485*100 mm 3 Thali Basket 1 each 470*485*140 mm 4 Corner 1 each Blank 5 Drawer Basket 2 each 420*485*140 mm 6 Drawer Basket 2 each 420*485*140 mm 7 Rack 1 each 100*485*420 mm 8 Glass & Plate Rack including Drip Tray 1 each 560*230*25/65 mm 9 Marble 12 each 10 Wooden Partition 4 each 11 Full extention ball bearing sliding telescopic 7 set 12 Solid Shutters 6 sqm 13 Glass Shutters 0.4 sqm 14 Auto Closing Concealed Hinges 6 15 Auto Closing Concealed Special Corner Hinges 2 each 16 Handles 16 each 17 Hardware (Screws counter sunk, Connect Fastners, Tags) 18 Fixing & Installation of the complete modular kitchen. " | item no.253 | 1 | One Job | 119382.72 |  |  | Excess(+) | 1 | Full Conversion | INR | [40 empty] | #VALUE! | #VALUE! | #VALUE! | 3.53 | "Construction of Modular kitchen in Type - III houses. 1 Meta Drawer 1 each 470*500*86 mm 2 Perforated Cutlery 1 each 470*485*100 mm 3 Thali Basket 1 each 470*485*140 mm 4 Corner 1 each Blank 5 Drawer Basket 2 each 420*485*140 mm 6 Drawer Basket 2 each 420*485*140 mm 7 Rack 1 each 100*485*420 mm 8 Glass & Plate Rack including Drip Tray 1 each 560*230*25/65 mm 9 Marble 12 each 10 Wooden Partition 4 each 11 Full extention ball bearing sliding telescopic 7 set 12 Solid Shutters 6 sqm 13 Glass Shutters 0.4 sqm 14 Auto Closing Concealed Hinges 6 15 Auto Closing Concealed Special Corner Hinges 2 each 16 Handles 16 each 17 Hardware (Screws counter sunk, Connect Fastners, Tags) 18 Fixing & Installation of the complete modular kitchen. " | item no.252 | 1 | One Job
3.55 | Providing and fixing Single point locking handles "PULSE" (aluminium & zamak) ( PL205H / Model) of LGF Sysmac ( I ) Pvt. Ltd. or equivalent make as approved powder coated to required colour or shade including the cost of screw and other incidental charges complete as per manufacturers specification. | item no.254 | 31 | Each | 325.21 |  |  | Excess(+) | 1 | Full Conversion | INR | [40 empty] | #VALUE! | #VALUE! | #VALUE! | 3.54 | Providing and fixing Single point locking handles "PULSE" (aluminium & zamak) ( PL205H / Model) of LGF Sysmac ( I ) Pvt. Ltd. or equivalent make as approved powder coated to required colour or shade including the cost of screw and other incidental charges complete as per manufacturers specification. | item no.253 | 31 | Each
3.56 | "Providing and fixing C.P waste 32 mm nominal bore for china sink or wash basin (L&K) make. | item no.255 | 2 | Each | 216.72 |  |  | Excess(+) | 1 | Full Conversion | INR | [40 empty] | #VALUE! | #VALUE! | #VALUE! | 3.55 | "Providing and fixing C.P waste 32 mm nominal bore for china sink or wash basin (L&K) make. | item no.254 | 2 | Each
3.57 | Providing and fixing of "I hook" of with ISI marked M.S. pressed butt hinged brigt finished of required size | item no.256 | 10 | Each | 32.84 |  |  | Excess(+) | 1 | Full Conversion | INR | [40 empty] | #VALUE! | #VALUE! | #VALUE! | 3.56 | Providing and fixing of "I hook" of with ISI marked M.S. pressed butt hinged brigt finished of required size | item no.255 | 10 | Each
3.58 | Providing and fixing fly proof stainless steel grade 304 wire gauge, to windows and clearestory windows using wire gauge with average width of aperture 1.4 mm in both directions with wire of dia 0.50 mm all complete. 12x12mm beading. | item no.257 | 0.5 | Sqm | 814.37 |  |  | Excess(+) | 1 | Full Conversion | INR | [40 empty] | #VALUE! | #VALUE! | #VALUE! | 3.57 | Providing and fixing fly proof stainless steel grade 304 wire gauge, to windows and clearestory windows using wire gauge with average width of aperture 1.4 mm in both directions with wire of dia 0.50 mm all complete. 12x12mm beading. | item no.256 | 0.5 | Sqm
3.59 | Wiring for circuit/ submain wiring alogwith earth wire the following sizes of FRLS PVC insulated copper conductor, single core cable in surface/ recessed medium class PVC conduit as required. | item no.258 | [52 empty] | 3.58 | Wiring for circuit/ submain wiring alogwith earth wire the following sizes of FRLS PVC insulated copper conductor, single core cable in surface/ recessed medium class PVC conduit as required. | item no.257
3.6 | 2 x 16 Sqmm. + 1 x 6 sqmm earth wire | item no.259 | 5 | Mtr | 321.79 |  |  | Excess(+) | 1 | Full Conversion | INR | [40 empty] | #VALUE! | #VALUE! | #VALUE! | 3.59 | 2 x 16 Sqmm. + 1 x 6 sqmm earth wire | item no.258 | 5 | Mtr
3.61 | Rewiring for light point/ fan point/ exhaust fan point/ call bell point with 1.5 sq.mm FRLS PVC insulated copper conductor single core cable and 1.5 sq.mm. FRLS PVC insulated copper conductor single core cable as earth wire in existing surface/ recessed steel/PVC conduit including dismantling as required. | item no.260 | [52 empty] | 3.6 | Rewiring for light point/ fan point/ exhaust fan point/ call bell point with 1.5 sq.mm FRLS PVC insulated copper conductor single core cable and 1.5 sq.mm. FRLS PVC insulated copper conductor single core cable as earth wire in existing surface/ recessed steel/PVC conduit including dismantling as required. | item no.259
3.62 | Group 'A' | item no.261 | 5 | Points | 503.29 |  |  | Excess(+) | 1 | Full Conversion | INR | [40 empty] | #VALUE! | #VALUE! | #VALUE! | 3.61 | Group 'A' | item no.260 | 5 | Points
3.63 | Supplying & drawing following sizes of FRLS PVC insulated copper conductor, single core cable in the existing surface / recessed steel / PVC conduit as reqd. | item no.262 | [52 empty] | 3.62 | Supplying & drawing following sizes of FRLS PVC insulated copper conductor, single core cable in the existing surface / recessed steel / PVC conduit as reqd. | item no.261
3.64 | 1 x 1.5 Sq.mm.. | item no.263 | 5 | Mtr. | 39.46 |  |  | Excess(+) | 1 | Full Conversion | INR | [40 empty] | #VALUE! | #VALUE! | #VALUE! | 3.63 | 1 x 1.5 Sq.mm.. | item no.262 | 5 | Mtr.
3.65 | 3 x 1.5 Sq.mm.. | item no.264 | 10 | Mtr. | 83.3 |  |  | Excess(+) | 1 | Full Conversion | INR | [40 empty] | #VALUE! | #VALUE! | #VALUE! | 3.64 | 3 x 1.5 Sq.mm.. | item no.263 | 10 | Mtr.
3.66 | 3 x 4 Sq.mm.. | item no.265 | 50 | Mtr. | 180.62 |  |  | Excess(+) | 1 | Full Conversion | INR | [40 empty] | #VALUE! | #VALUE! | #VALUE! | 3.65 | 3 x 4 Sq.mm.. | item no.264 | 50 | Mtr.
3.67 | Supplying and fixing following piano type switch /socket on existing switch box/cover including connection etc as reqd. | item no.266 | [52 empty] | 3.66 | Supplying and fixing following piano type switch /socket on existing switch box/cover including connection etc as reqd. | item no.265
3.68 | 5/6 Amp switch | item no.267 | 25 | Nos. | 45.59 |  |  | Excess(+) | 1 | Full Conversion | INR | [40 empty] | #VALUE! | #VALUE! | #VALUE! | 3.67 | 5/6 Amp switch | item no.266 | 25 | Nos.
3.69 | 2 way 5/6 amp switch | item no.268 | 2 | Nos. | 56.12 |  |  | Excess(+) | 1 | Full Conversion | INR | [40 empty] | #VALUE! | #VALUE! | #VALUE! | 3.68 | 2 way 5/6 amp switch | item no.267 | 2 | Nos.
3.7 | 15/16 Amp. switch | item no.269 | 8 | Nos. | 106.09 |  |  | Excess(+) | 1 | Full Conversion | INR | [40 empty] | #VALUE! | #VALUE! | #VALUE! | 3.69 | 15/16 Amp. switch | item no.268 | 8 | Nos.
3.71 | 3 Pin 5/6 Amp. socket outlet | item no.270 | 10 | Nos. | 60.5 |  |  | Excess(+) | 1 | Full Conversion | INR | [40 empty] | #VALUE! | #VALUE! | #VALUE! | 3.7 | 3 Pin 5/6 Amp. socket outlet | item no.269 | 10 | Nos.
3.72 | 6 Pin 15/16 Amp. socket outlet. | item no.271 | 8 | Nos. | 120.12 |  |  | Excess(+) | 1 | Full Conversion | INR | [40 empty] | #VALUE! | #VALUE! | #VALUE! | 3.71 | 6 Pin 15/16 Amp. socket outlet. | item no.270 | 8 | Nos.
3.73 | Telephone socket outlet | item no.272 | 1 | Nos. | 95.57 |  |  | Excess(+) | 1 | Full Conversion | INR | [40 empty] | #VALUE! | #VALUE! | #VALUE! | 3.72 | Telephone socket outlet | item no.271 | 1 | Nos.
3.74 | Call bell push | item no.273 | 1 | Nos. | 64.01 |  |  | Excess(+) | 1 | Full Conversion | INR | [40 empty] | #VALUE! | #VALUE! | #VALUE! | 3.73 | Call bell push | item no.272 | 1 | Nos.
3.75 | Supplying and fixing 3 pin, 5 amp. Ceiling rose on the existing junction box/ wooden block including connection etc. as reqd. | item no.274 | 15 | Nos. | 76.28 |  |  | Excess(+) | 1 | Full Conversion | INR | [40 empty] | #VALUE! | #VALUE! | #VALUE! | 3.74 | Supplying and fixing 3 pin, 5 amp. Ceiling rose on the existing junction box/ wooden block including connection etc. as reqd. | item no.273 | 15 | Nos.
3.76 | Supplying and fixing PVC batten/ angle holder including connections etc. as required. | item no.275 | 15 | Nos. | 96.45 |  |  | Excess(+) | 1 | Full Conversion | INR | [40 empty] | #VALUE! | #VALUE! | #VALUE! | 3.75 | Supplying and fixing PVC batten/ angle holder including connections etc. as required. | item no.274 | 15 | Nos.
3.77 | Supplying and fixing following way, single pole and neutral, sheet steel, MCB distribution board, 240 volts, on surface/ recess, complete with tinned copper bus bar, neutral bus bar, earth bar, din bar, interconnections, powder painted including earthing etc. as required. (But without MCB/RCCB/Isolator) | item no.276 | [52 empty] | 3.76 | Supplying and fixing following way, single pole and neutral, sheet steel, MCB distribution board, 240 volts, on surface/ recess, complete with tinned copper bus bar, neutral bus bar, earth bar, din bar, interconnections, powder painted including earthing etc. as required. (But without MCB/RCCB/Isolator) | item no.275
3.78 | 16-way , Double door | item no.277 | 1 | Nos. | 2754.06 |  |  | Excess(+) | 1 | Full Conversion | INR | [40 empty] | #VALUE! | #VALUE! | #VALUE! | 3.77 | 16-way , Double door | item no.276 | 1 | Nos.
3.79 | Supplying and fixing 5 A to 32 A rating, 240/415 V, 10 kA, "C" curve, miniature circuit breaker suitable for inductive load of following poles in the existing MCB DB complete with connections, testing and commissioning etc. as required. | item no.278 | [52 empty] | 3.78 | Supplying and fixing 5 A to 32 A rating, 240/415 V, 10 kA, "C" curve, miniature circuit breaker suitable for inductive load of following poles in the existing MCB DB complete with connections, testing and commissioning etc. as required. | item no.277
3.8 | Single Pole | item no.279 | 6 | Nos. | 224.46 |  |  | Excess(+) | 1 | Full Conversion | INR | [40 empty] | #VALUE! | #VALUE! | #VALUE! | 3.79 | Single Pole | item no.278 | 6 | Nos.
3.81 | Supplying and fixing following rating, double pole, (single phase and neutral), 240 V, residual current circuit breaker (RCCB), having a sensitivity current 30 mA in the existing MCB DB complete with connections, testing and commissioning etc. as required. | item no.280 | [52 empty] | 3.8 | Supplying and fixing following rating, double pole, (single phase and neutral), 240 V, residual current circuit breaker (RCCB), having a sensitivity current 30 mA in the existing MCB DB complete with connections, testing and commissioning etc. as required. | item no.279
3.82 | 63 A | item no.281 | 1 | Nos. | 2386.67 |  |  | Excess(+) | 1 | Full Conversion | INR | [40 empty] | #VALUE! | #VALUE! | #VALUE! | 3.81 | 63 A | item no.280 | 1 | Nos.
3.83 | Supplying and fixing of 4 ways (4+12way) 415V, VTPN DB MCB distribution board of sheet steel, dust protected, duly powder painted with 160Amp MCCB 4pole 3 phase as incomer and SP/TP MCB's as outgoing suitable for flush mounting and surface mouting with 250 copper busbar for each phase, with 2 neutral bar, 2 earthbar and cable ties for cable management fully insulated busbar & shrouded neutral bars, reversible door for IP 43 & IP 54 DB's as per IEC 61439-3 are required. | item no.282 | 1 | Nos. | 11910.57 |  |  | Excess(+) | 1 | Full Conversion | INR | [40 empty] | #VALUE! | #VALUE! | #VALUE! | 3.82 | Supplying and fixing of 4 ways (4+12way) 415V, VTPN DB MCB distribution board of sheet steel, dust protected, duly powder painted with 160Amp MCCB 4pole 3 phase as incomer and SP/TP MCB's as outgoing suitable for flush mounting and surface mouting with 250 copper busbar for each phase, with 2 neutral bar, 2 earthbar and cable ties for cable management fully insulated busbar & shrouded neutral bars, reversible door for IP 43 & IP 54 DB's as per IEC 61439-3 are required. | item no.281 | 1 | Nos.
3.84 | S & F of fan regulator rotory switch /socket type on existing switch box/cover I/c connection etc as reqd. | item no.283 | 2 | Nos. | 332.31 |  |  | Excess(+) | 1 | Full Conversion | INR | [40 empty] | #VALUE! | #VALUE! | #VALUE! | 3.83 | S & F of fan regulator rotory switch /socket type on existing switch box/cover I/c connection etc as reqd. | item no.282 | 2 | Nos.
3.85 | Providing and fixing following sizes of PVC casing and capping on surface as reqd. | item no.284 | [52 empty] | 3.84 | Providing and fixing following sizes of PVC casing and capping on surface as reqd. | item no.283
3.86 | 20 x 12 mm | item no.285 | 20 | Mtr. | 78.04 |  |  | Excess(+) | 1 | Full Conversion | INR | [40 empty] | #VALUE! | #VALUE! | #VALUE! | 3.85 | 20 x 12 mm | item no.284 | 20 | Mtr.
3.87 | 25 x 16 mm | item no.286 | 10 | Mtr. | 86.8 |  |  | Excess(+) | 1 | Full Conversion | INR | [40 empty] | #VALUE! | #VALUE! | #VALUE! | 3.86 | 25 x 16 mm | item no.285 | 10 | Mtr.
3.88 | Supplying and fixing wood box of following sizes ( nominal size) on surface or in recess with suitable size of phenolic laminated sheet cover in front etc as required. | item no.287 | [52 empty] | 3.87 | Supplying and fixing wood box of following sizes ( nominal size) on surface or in recess with suitable size of phenolic laminated sheet cover in front etc as required. | item no.286
3.89 | 100 mm x 100 mm | item no.288 | 25 | Nos. | 168.35 |  |  | Excess(+) | 1 | Full Conversion | INR | [40 empty] | #VALUE! | #VALUE! | #VALUE! | 3.88 | 100 mm x 100 mm | item no.287 | 25 | Nos.
3.9 | 175 mm x 100 mm | item no.289 | 8 | Nos. | 193.77 |  |  | Excess(+) | 1 | Full Conversion | INR | [40 empty] | #VALUE! | #VALUE! | #VALUE! | 3.89 | 175 mm x 100 mm | item no.288 | 8 | Nos.
3.91 | 200 mm x 150 mm | item no.290 | 2 | Nos. | 272.69 |  |  | Excess(+) | 1 | Full Conversion | INR | [40 empty] | #VALUE! | #VALUE! | #VALUE! | 3.9 | 200 mm x 150 mm | item no.289 | 2 | Nos.
3.92 | Dismantling of switch / socket /regulator/ Internet box I/c cleaning, connecting, commissioning etc as reqd. | item no.291 | 15 | Nos. | 57.87 |  |  | Excess(+) | 1 | Full Conversion | INR | [40 empty] | #VALUE! | #VALUE! | #VALUE! | 3.91 | Dismantling of switch / socket /regulator/ Internet box I/c cleaning, connecting, commissioning etc as reqd. | item no.290 | 15 | Nos.
3.93 | Dismantling damaged Main switch / DB/TPN Switches/ loose wire boxes along with all accessories and depositing the same in the store as reqd. | item no.292 | 3 | Nos. | 370.01 |  |  | Excess(+) | 1 | Full Conversion | INR | [40 empty] | #VALUE! | #VALUE! | #VALUE! | 3.92 | Dismantling damaged Main switch / DB/TPN Switches/ loose wire boxes along with all accessories and depositing the same in the store as reqd. | item no.291 | 3 | Nos.
3.94 | Supply / fixing , testing & commissioning of 12W LED. Slim surface mounted round LED panel al. die cast body with premium diffuser to ensure glare free as required complete LED make Havells or its equivalent make etc as reqd | item no.293 | 1 | Nos. | 726.87 |  |  | Excess(+) | 1 | Full Conversion | INR | [40 empty] | #VALUE! | #VALUE! | #VALUE! | 3.93 | Supply / fixing , testing & commissioning of 12W LED. Slim surface mounted round LED panel al. die cast body with premium diffuser to ensure glare free as required complete LED make Havells or its equivalent make etc as reqd | item no.292 | 1 | Nos.
3.95 | Supplying,fixing, connecting, commissioning & testing of ceiling fan without regulator and double ball bearing type including wiring the down rod of standard length (upto 30cm) with 1.5 sqmm PVC insulated copper wire single core cable complete as reqd. | item no.294 | [52 empty] | 3.94 | Supplying,fixing, connecting, commissioning & testing of ceiling fan without regulator and double ball bearing type including wiring the down rod of standard length (upto 30cm) with 1.5 sqmm PVC insulated copper wire single core cable complete as reqd. | item no.293
3.96 | 1200 mm | item no.295 | 9 | Nos | 3061.81 |  |  | Excess(+) | 1 | Full Conversion | INR | [40 empty] | #VALUE! | #VALUE! | #VALUE! | 3.95 | 1200 mm | item no.294 | 9 | Nos
3.97 | Supplying & fixing 3mm (1/8") thick phenolic laminated sheet on existing board with brass screw & cup washer etc. as required. | item no.296 | 1000 | Sq.cm | 0.6 |  |  | Excess(+) | 1 | Full Conversion | INR | [40 empty] | #VALUE! | #VALUE! | #VALUE! | 3.96 | Supplying & fixing 3mm (1/8") thick phenolic laminated sheet on existing board with brass screw & cup washer etc. as required. | item no.295 | 1000 | Sq.cm
3.98 | Dismentaling of wooden board of any sizess on surface or in recessed etc as reqd. | item no.297 | 30 | Nos. | 38.58 |  |  | Excess(+) | 1 | Full Conversion | INR | [40 empty] | #VALUE! | #VALUE! | #VALUE! | 3.97 | Dismentaling of wooden board of any sizess on surface or in recessed etc as reqd. | item no.296 | 30 | Nos.
3.99 | Supplying, fixing, connecting, commissioning and testing of the following luminaries light fixtures complete with all accessories and with/without lamp as required complete. | item no.298 | [52 empty] | 3.98 | Supplying, fixing, connecting, commissioning and testing of the following luminaries light fixtures complete with all accessories and with/without lamp as required complete. | item no.297
4 | Bulk head 10W LED crompton make or equvalent. | item no.299 | 4 | Nos | 950.46 |  |  | Excess(+) | 1 | Full Conversion | INR | [40 empty] | #VALUE! | #VALUE! | #VALUE! | 3.99 | Bulk head 10W LED crompton make or equvalent. | item no.298 | 4 | Nos
4.01 | Supplying, fixing, connecting, testing & commissioning 10-60A, single phase meter 230V, 50 hz, digital LCD type electronic kWH electronic meter i/c sealing the same (sealing material will be supplied by the dept.) Gurantee card having serial no. of the meter to be submitted in the dept. etc. as reqd. | item no.300 | 2 | Nos. | 2035.07 |  |  | Excess(+) | 1 | Full Conversion | INR | [40 empty] | #VALUE! | #VALUE! | #VALUE! | 4 | Supplying, fixing, connecting, testing & commissioning 10-60A, single phase meter 230V, 50 hz, digital LCD type electronic kWH electronic meter i/c sealing the same (sealing material will be supplied by the dept.) Gurantee card having serial no. of the meter to be submitted in the dept. etc. as reqd. | item no.299 | 2 | Nos.
4.02 | Dismantling the old conduit pipe/DLP/ wood batten of all sizes from surface/recessed & making good the damages I/c filling the holes of the surface etc as reqd. | item no.301 | 15 | mtr | 57.87 |  |  | Excess(+) | 1 | Full Conversion | INR | [40 empty] | #VALUE! | #VALUE! | #VALUE! | 4.01 | Dismantling the old conduit pipe/DLP/ wood batten of all sizes from surface/recessed & making good the damages I/c filling the holes of the surface etc as reqd. | item no.300 | 15 | mtr
Total in Figures | [51 empty] | #VALUE! | #VALUE! | #VALUE!
Quoted Rate in Figures |  |  |  | Select | [47 empty] | 0 | 0 | #VALUE!
Quoted Rate in Words |  | #VALUE!
Note on K16: gepadmin: 1. If you choose "Full Conversion" then Column BA (AMOUNT) and Column BB (TAXES) BOTH values will be convert based on selected Currency in (Column L). 2. If you choose "Partial Conversion" then Column BA (AMOUNT) only will be converted based on selected currency (Column L) and Column BB (TAXES) value (INR) will be added to the converted values.
Note on K31: gepadmin: 1. If you choose "Full Conversion" then Column BA (AMOUNT) and Column BB (TAXES) BOTH values will be convert based on selected Currency in (Column L). 2. If you choose "Partial Conversion" then Column BA (AMOUNT) only will be converted based on selected currency (Column L) and Column BB (TAXES) value (INR) will be added to the converted values.
Note on K55: gepadmin: 1. If you choose "Full Conversion" then Column BA (AMOUNT) and Column BB (TAXES) BOTH values will be convert based on selected Currency in (Column L). 2. If you choose "Partial Conversion" then Column BA (AMOUNT) only will be converted based on selected currency (Column L) and Column BB (TAXES) value (INR) will be added to the converted values.
Note on K65: gepadmin: 1. If you choose "Full Conversion" then Column BA (AMOUNT) and Column BB (TAXES) BOTH values will be convert based on selected Currency in (Column L). 2. If you choose "Partial Conversion" then Column BA (AMOUNT) only will be converted based on selected currency (Column L) and Column BB (TAXES) value (INR) will be added to the converted values.
Validate
Print
Help

## Macros
Please Enable Macros to View BoQ information